## COBRA Inputs
| COBRA |  |  |  | EPA Social Cost of Carbon
| NOX |  | SO2 |  | CO2 |  | CH4
Scenario | NOX (tons) | % Change from Baseline | SO2 (tons) | % Change from Baseline | CO2 (tons) | % Change from Baseline | CH4 (lbs) | % Change from Baseline
Baseline | 210637.4636 | - | 6675.6069 | - | 1230739056.8191 | - | 47639191.8715 | -
EMP | 143829.6178 | -31.72% | 4558.3059 | -31.72% | 840385775.2291 | -31.72% | 32529478.0973 | -31.72%
Demand Reduction | 181258.8986 | -13.95% | 5744.5297 | -13.95% | 1059082283.4107 | -13.95% | 40994737.1277 | -13.95%
Combo Strategy | 114451.0528 | -45.66% | 3627.2286 | -45.66% | 668729001.8206 | -45.66% | 25885023.3535 | -45.66%
compare three scenarios (1 table)
area graph - dispatch (3 scenarios)
emissions trend (4 graphs)
tables by county (3 tables)
Scenario - NOX Comparison | 2021 | 2022 | 2023 | 2024 | 2025 | 2026 | 2027 | 2028 | 2029 | 2030 | 2031 | 2032 | 2033 | 2034 | 2035
Baseline | 12313.7746 | 12549.5631 | 12787.7095 | 13028.2374 | 13271.1706 | 13517.8103 | 13768.181 | 14022.4181 | 14275.2153 | 14530.5405 | 14788.419 | 15048.8762 | 15311.938 | 15577.6304 | 15845.9797
Wind Revolution | 12313.7746 | 12549.5631 | 7850.1764 | 8090.7043 | 8333.6375 | 8580.2772 | 8830.6479 | 9084.885 | 9337.6822 | 9593.0074 | 9850.8859 | 10111.3431 | 10374.4049 | 10640.0973 | 8288.5311
Electricity Demand Reduction | 12313.7746 | 12280.0905 | 12246.4546 | 12212.8667 | 12179.3267 | 12147.112 | 12116.2224 | 12086.7689 | 12053.4202 | 12020.1192 | 11986.8657 | 11953.6597 | 11920.5012 | 11887.3901 | 11854.3262
Synergistic Energy Integration | 12313.7746 | 12280.0905 | 7308.9215 | 7275.3336 | 7241.7936 | 7209.5789 | 7178.6893 | 7149.2358 | 7115.8871 | 7082.5861 | 7049.3326 | 7016.1266 | 6982.9681 | 6949.857 | 4296.8776
Scenario - SO2 Comparison | 2021 | 2022 | 2023 | 2024 | 2025 | 2026 | 2027 | 2028 | 2029 | 2030 | 2031 | 2032 | 2033 | 2034 | 2035
Baseline | 390.2531 | 397.7258 | 405.2732 | 412.8961 | 420.5953 | 428.4119 | 436.3467 | 444.4041 | 452.4158 | 460.5077 | 468.6805 | 476.935 | 485.2721 | 493.6925 | 502.1971
Wind Revolution | 390.2531 | 397.7258 | 248.7909 | 256.4138 | 264.113 | 271.9296 | 279.8644 | 287.9218 | 295.9336 | 304.0254 | 312.1982 | 320.4527 | 328.7898 | 337.2102 | 262.6834
Electricity Demand Reduction | 390.2531 | 389.1856 | 388.1195 | 387.0551 | 385.9921 | 384.9711 | 383.9922 | 383.0587 | 382.0018 | 380.9464 | 379.8926 | 378.8402 | 377.7893 | 376.7399 | 375.6921
Synergistic Energy Integration | 390.2531 | 389.1856 | 231.6373 | 230.5728 | 229.5098 | 228.4889 | 227.5099 | 226.5764 | 225.5195 | 224.4642 | 223.4103 | 222.3579 | 221.307 | 220.2577 | 136.1784
Scenario - CO2 Comparison | 2021 | 2022 | 2023 | 2024 | 2025 | 2026 | 2027 | 2028 | 2029 | 2030 | 2031 | 2032 | 2033 | 2034 | 2035
Baseline | 71948470.4579 | 73326165.3054 | 74717637.1014 | 76123023.6153 | 77542463.9944 | 78983561.7648 | 80446458.8705 | 81931947.6304 | 83409022.9808 | 84900869.0847 | 86407633.6497 | 87929465.8603 | 89466516.393 | 91018937.431 | 92586882.6795
Wind Revolution | 71948470.4579 | 73326165.3054 | 45867997.8889 | 47273384.4028 | 48692824.7819 | 50133922.5522 | 51596819.6579 | 53082308.4179 | 54559383.7683 | 56051229.8722 | 57557994.4371 | 59079826.6477 | 60616877.1805 | 62169298.2185 | 48429271.6399
Electricity Demand Reduction | 71948470.4579 | 71751656.9083 | 71555124.5209 | 71358872.894 | 71162901.6266 | 70974673.3056 | 70794187.5312 | 70622092.8594 | 70427239.0304 | 70232663.5641 | 70038366.0627 | 69844346.1292 | 69650603.367 | 69457137.3801 | 69263947.7733
Synergistic Energy Integration | 71948470.4579 | 71751656.9083 | 42705485.3083 | 42509233.6815 | 42313262.4141 | 42125034.0931 | 41944548.3187 | 41772453.6468 | 41577599.8179 | 41383024.3515 | 41188726.8501 | 40994706.9166 | 40800964.1544 | 40607498.1676 | 25106336.7337
Scenario - CH4 Comparison | 2021 | 2022 | 2023 | 2024 | 2025 | 2026 | 2027 | 2028 | 2029 | 2030 | 2031 | 2032 | 2033 | 2034 | 2035
Baseline | 2784966.4557 | 2838293.9818 | 2892154.7832 | 2946554.1926 | 3001497.5961 | 3057279.3093 | 3113904.8268 | 3171404.8172 | 3228579.1432 | 3286325.2125 | 3344648.7424 | 3403555.5076 | 3463051.3405 | 3523142.1317 | 3583833.8308
Wind Revolution | 2784966.4557 | 2838293.9818 | 1775448.9387 | 1829848.348 | 1884791.7515 | 1940573.4648 | 1997198.9822 | 2054698.9727 | 2111873.2987 | 2169619.3679 | 2227942.8978 | 2286849.6631 | 2346345.4959 | 2406436.2872 | 1874590.1912
Demand Reduction | 2784966.4557 | 2777348.2377 | 2769740.9029 | 2762144.4357 | 2754558.8205 | 2747272.9178 | 2740286.7119 | 2733625.3071 | 2726082.9455 | 2718551.3587 | 2711030.5314 | 2703520.4481 | 2696021.0935 | 2688532.4522 | 2681054.5091
Combo Strategy | 2784966.4557 | 2777348.2377 | 1653035.0583 | 1645438.5911 | 1637852.976 | 1630567.0732 | 1623580.8673 | 1616919.4625 | 1609377.1009 | 1601845.5142 | 1594324.6869 | 1586814.6035 | 1579315.2489 | 1571826.6077 | 971810.8694
Scenario | Dispatch Plan Cost (Billion $) | NOX (tons) | SO2 (tons) | CO2 (tons) | CH4 (lbs)
Baseline | 2.24 | 210637.4636 | 6675.6069 | 1230739056.8191 | 47639191.8715
EMP | 1.71 | 143829.6178 | 4558.3059 | 840385775.2291 | 32529478.0973
Demand Reduction | 1.99 | 181258.8986 | 5744.5297 | 1059082283.4107 | 40994737.1277
Combo Strategy | 1.46 | 114451.0528 | 3627.2286 | 668729001.8206 | 25885023.3535

## Combo Strategy Results
Baseline Projection (MWh)
Class | TECHNOLOGY | 2021 | 2022 | 2023 | 2024 | 2025 | 2026 | 2027 | 2028 | 2029 | 2030 | 2031 | 2032 | 2033 | 2034 | 2035
Renewable (Emitting) | BIOMASS | 0 | 0 | 0 | 0 | 0 | 0 | 0 | 0 | 0 | 0 | 0 | 0 | 0 | 0 | 0 | 0 | Dispatch Plan Costs | 1461450747.6569
Fossil Fuel | COAL | 0 | 0 | 0 | 0 | 0 | 0 | 0 | 0 | 0 | 0 | 0 | 0 | 0 | 0 | 0 | 0
Fossil Fuel | GAS | 32145651.7578 | 32057717.9937 | 19080261.8892 | 18992579.185 | 18905021.7418 | 18820923.7475 | 18740285.0235 | 18663395.3363 | 18576337.1502 | 18489403.333 | 18402593.7069 | 18315908.0946 | 18229346.3188 | 18142908.2028 | 11217188.5298 | 298779522.0109 | Area graph
Renewable (Non-Emitting) | HYDRO | 18224.4967 | 18224.4967 | 18224.4967 | 18224.4967 | 18224.4967 | 18224.4967 | 18224.4967 | 18224.4967 | 18224.4967 | 18224.4967 | 18224.4967 | 18224.4967 | 18224.4967 | 18224.4967 | 18224.4967 | 273367.4508
Nuclear | NUCLEAR | 27923059.3 | 27923059.3 | 27923059.3 | 27923059.3 | 27923059.3 | 27923059.3 | 27923059.3 | 27923059.3 | 27923059.3 | 27923059.3 | 27923059.3 | 27923059.3 | 27923059.3 | 27923059.3 | 27923059.3 | 418845889.4997
Fossil Fuel | OIL | 0 | 0 | 0 | 0 | 0 | 0 | 0 | 0 | 0 | 0 | 0 | 0 | 0 | 0 | 0 | 0
Fossil Fuel | OTHF | 0 | 0 | 0 | 0 | 0 | 0 | 0 | 0 | 0 | 0 | 0 | 0 | 0 | 0 | 0 | 0
Renewable (Non-Emitting) | SOLAR | 1446970.2565 | 1446970.2565 | 1446970.2565 | 1446970.2565 | 1446970.2565 | 1443635.8897 | 1436967.1559 | 1426674.1103 | 1426674.1103 | 1426674.1103 | 1426674.1103 | 1426674.1103 | 1426674.1103 | 1426674.1103 | 1426674.1103 | 21528847.2104
Renewable (Non-Emitting) | WIND | 19729.053 | 19729.053 | 12909377.013 | 12909377.013 | 12909377.013 | 12909377.013 | 12909377.013 | 12909377.013 | 12909377.013 | 12909377.013 | 12909377.013 | 12909377.013 | 12909377.013 | 12909377.013 | 19748782.053 | 174700764.315 | 4 area graphs
Total Generation (MWh) |  | 61553634.864 | 61465701.0999 | 61377892.9555 | 61290210.2513 | 61202652.808 | 61115220.4469 | 61027912.9891 | 60940730.2563 | 60853672.0702 | 60766738.2529 | 60679928.6269 | 60593243.0145 | 60506681.2388 | 60420243.1228 | 60333928.4897
Total Demand (MWh) |  | 61553634.864 | 61465701.0999 | 61377892.9555 | 61290210.2513 | 61202652.808 | 61115220.4469 | 61027912.9891 | 60940730.2563 | 60853672.0702 | 60766738.2529 | 60679928.6269 | 60593243.0145 | 60506681.2388 | 60420243.1228 | 60333928.4897
|  | Baseline Projection (MWh) 2021: NOx Emissions (tons) |  | line graphs scenario wise
| TECHNOLOGY | 2021 | 2022 | 2023 | 2024 | 2025 | 2026 | 2027 | 2028 | 2029 | 2030 | 2031 | 2032 | 2033 | 2034 | 2035
| BIOMASS | 0 | 0 | 0 | 0 | 0 | 0 | 0 | 0 | 0 | 0 | 0 | 0 | 0 | 0 | 0
| COAL | 0 | 0 | 0 | 0 | 0 | 0 | 0 | 0 | 0 | 0 | 0 | 0 | 0 | 0 | 0
| GAS | 12313.7746 | 12280.0905 | 7308.9215 | 7275.3336 | 7241.7936 | 7209.5789 | 7178.6893 | 7149.2358 | 7115.8871 | 7082.5861 | 7049.3326 | 7016.1266 | 6982.9681 | 6949.857 | 4296.8776
| HYDRO | 0 | 0 | 0 | 0 | 0 | 0 | 0 | 0 | 0 | 0 | 0 | 0 | 0 | 0 | 0
| NUCLEAR | 0 | 0 | 0 | 0 | 0 | 0 | 0 | 0 | 0 | 0 | 0 | 0 | 0 | 0 | 0
| OIL | 0 | 0 | 0 | 0 | 0 | 0 | 0 | 0 | 0 | 0 | 0 | 0 | 0 | 0 | 0
| OTHF | 0 | 0 | 0 | 0 | 0 | 0 | 0 | 0 | 0 | 0 | 0 | 0 | 0 | 0 | 0
| SOLAR | 0 | 0 | 0 | 0 | 0 | 0 | 0 | 0 | 0 | 0 | 0 | 0 | 0 | 0 | 0
| WIND | 0 | 0 | 0 | 0 | 0 | 0 | 0 | 0 | 0 | 0 | 0 | 0 | 0 | 0 | 0
| SUM | 12313.7746 | 12280.0905 | 7308.9215 | 7275.3336 | 7241.7936 | 7209.5789 | 7178.6893 | 7149.2358 | 7115.8871 | 7082.5861 | 7049.3326 | 7016.1266 | 6982.9681 | 6949.857 | 4296.8776
SO2 Emissions (tons)
| TECHNOLOGY | 2021 | 2022 | 2023 | 2024 | 2025 | 2026 | 2027 | 2028 | 2029 | 2030 | 2031 | 2032 | 2033 | 2034 | 2035
| BIOMASS | 0 | 0 | 0 | 0 | 0 | 0 | 0 | 0 | 0 | 0 | 0 | 0 | 0 | 0 | 0
| COAL | 0 | 0 | 0 | 0 | 0 | 0 | 0 | 0 | 0 | 0 | 0 | 0 | 0 | 0 | 0
| GAS | 390.2531 | 389.1856 | 231.6373 | 230.5728 | 229.5098 | 228.4889 | 227.5099 | 226.5764 | 225.5195 | 224.4642 | 223.4103 | 222.3579 | 221.307 | 220.2577 | 136.1784
| HYDRO | 0 | 0 | 0 | 0 | 0 | 0 | 0 | 0 | 0 | 0 | 0 | 0 | 0 | 0 | 0
| NUCLEAR | 0 | 0 | 0 | 0 | 0 | 0 | 0 | 0 | 0 | 0 | 0 | 0 | 0 | 0 | 0
| OIL | 0 | 0 | 0 | 0 | 0 | 0 | 0 | 0 | 0 | 0 | 0 | 0 | 0 | 0 | 0
| OTHF | 0 | 0 | 0 | 0 | 0 | 0 | 0 | 0 | 0 | 0 | 0 | 0 | 0 | 0 | 0
| SOLAR | 0 | 0 | 0 | 0 | 0 | 0 | 0 | 0 | 0 | 0 | 0 | 0 | 0 | 0 | 0
| WIND | 0 | 0 | 0 | 0 | 0 | 0 | 0 | 0 | 0 | 0 | 0 | 0 | 0 | 0 | 0
|  | 390.2531 | 389.1856 | 231.6373 | 230.5728 | 229.5098 | 228.4889 | 227.5099 | 226.5764 | 225.5195 | 224.4642 | 223.4103 | 222.3579 | 221.307 | 220.2577 | 136.1784
CO2 Emissions (tons)
| TECHNOLOGY | 2021 | 2022 | 2023 | 2024 | 2025 | 2026 | 2027 | 2028 | 2029 | 2030 | 2031 | 2032 | 2033 | 2034 | 2035
| BIOMASS | 0 | 0 | 0 | 0 | 0 | 0 | 0 | 0 | 0 | 0 | 0 | 0 | 0 | 0 | 0
| COAL | 0 | 0 | 0 | 0 | 0 | 0 | 0 | 0 | 0 | 0 | 0 | 0 | 0 | 0 | 0
| GAS | 71948470.4579 | 71751656.9083 | 42705485.3083 | 42509233.6815 | 42313262.4141 | 42125034.0931 | 41944548.3187 | 41772453.6468 | 41577599.8179 | 41383024.3515 | 41188726.8501 | 40994706.9166 | 40800964.1544 | 40607498.1676 | 25106336.7337
| HYDRO | 0 | 0 | 0 | 0 | 0 | 0 | 0 | 0 | 0 | 0 | 0 | 0 | 0 | 0 | 0
| NUCLEAR | 0 | 0 | 0 | 0 | 0 | 0 | 0 | 0 | 0 | 0 | 0 | 0 | 0 | 0 | 0
| OIL | 0 | 0 | 0 | 0 | 0 | 0 | 0 | 0 | 0 | 0 | 0 | 0 | 0 | 0 | 0
| OTHF | 0 | 0 | 0 | 0 | 0 | 0 | 0 | 0 | 0 | 0 | 0 | 0 | 0 | 0 | 0
| SOLAR | 0 | 0 | 0 | 0 | 0 | 0 | 0 | 0 | 0 | 0 | 0 | 0 | 0 | 0 | 0
| WIND | 0 | 0 | 0 | 0 | 0 | 0 | 0 | 0 | 0 | 0 | 0 | 0 | 0 | 0 | 0
|  | 71948470.4579 | 71751656.9083 | 42705485.3083 | 42509233.6815 | 42313262.4141 | 42125034.0931 | 41944548.3187 | 41772453.6468 | 41577599.8179 | 41383024.3515 | 41188726.8501 | 40994706.9166 | 40800964.1544 | 40607498.1676 | 25106336.7337
CH4 Emissions (lbs)
| TECHNOLOGY | 2021 | 2022 | 2023 | 2024 | 2025 | 2026 | 2027 | 2028 | 2029 | 2030 | 2031 | 2032 | 2033 | 2034 | 2035
| BIOMASS | 0 | 0 | 0 | 0 | 0 | 0 | 0 | 0 | 0 | 0 | 0 | 0 | 0 | 0 | 0
| COAL | 0 | 0 | 0 | 0 | 0 | 0 | 0 | 0 | 0 | 0 | 0 | 0 | 0 | 0 | 0
| GAS | 2784966.4557 | 2777348.2377 | 1653035.0583 | 1645438.5911 | 1637852.976 | 1630567.0732 | 1623580.8673 | 1616919.4625 | 1609377.1009 | 1601845.5142 | 1594324.6869 | 1586814.6035 | 1579315.2489 | 1571826.6077 | 971810.8694
| HYDRO | 0 | 0 | 0 | 0 | 0 | 0 | 0 | 0 | 0 | 0 | 0 | 0 | 0 | 0 | 0
| NUCLEAR | 0 | 0 | 0 | 0 | 0 | 0 | 0 | 0 | 0 | 0 | 0 | 0 | 0 | 0 | 0
| OIL | 0 | 0 | 0 | 0 | 0 | 0 | 0 | 0 | 0 | 0 | 0 | 0 | 0 | 0 | 0
| OTHF | 0 | 0 | 0 | 0 | 0 | 0 | 0 | 0 | 0 | 0 | 0 | 0 | 0 | 0 | 0
| SOLAR | 0 | 0 | 0 | 0 | 0 | 0 | 0 | 0 | 0 | 0 | 0 | 0 | 0 | 0 | 0
| WIND | 0 | 0 | 0 | 0 | 0 | 0 | 0 | 0 | 0 | 0 | 0 | 0 | 0 | 0 | 0
|  | 2784966.4557 | 2777348.2377 | 1653035.0583 | 1645438.5911 | 1637852.976 | 1630567.0732 | 1623580.8673 | 1616919.4625 | 1609377.1009 | 1601845.5142 | 1594324.6869 | 1586814.6035 | 1579315.2489 | 1571826.6077 | 971810.8694
Shares (%)
| FUELCODE (NEW) | 2021 | 2022 | 2023 | 2024 | 2025 | 2026 | 2027 | 2028 | 2029 | 2030 | 2031 | 2032 | 2033 | 2034 | 2035 | Overall
| BIOMASS | [15 empty] | 0% | bar: Shares (%) 2021 to Shares (%) 2035
| COAL | [15 empty] | 0% | bar: Shares (%) 2021 to Shares (%) 2035
| GAS | 52.22% | 52.16% | 31.09% | 30.99% | 30.89% | 30.8% | 30.71% | 30.63% | 30.53% | 30.43% | 30.33% | 30.23% | 30.13% | 30.03% | 18.59% | 32.68%
| HYDRO | 0.02961% | 0.02965% | 0.02969% | 0.02973% | 0.02978% | 0.02982% | 0.02986% | 0.02991% | 0.02995% | 0.02999% | 0.03003% | 0.03008% | 0.03012% | 0.03016% | 0.03021% | 0.0299%
| NUCLEAR | 45.36% | 45.43% | 45.49% | 45.56% | 45.62% | 45.69% | 45.75% | 45.82% | 45.89% | 45.95% | 46.02% | 46.08% | 46.15% | 46.21% | 46.28% | 45.82%
| OIL | [15 empty] | 0% | bar: Shares (%) 2021 to Shares (%) 2035
| OTHF | [15 empty] | 0% | bar: Shares (%) 2021 to Shares (%) 2035
| SOLAR | 2.351% | 2.354% | 2.357% | 2.361% | 2.364% | 2.362% | 2.355% | 2.341% | 2.344% | 2.348% | 2.351% | 2.355% | 2.358% | 2.361% | 2.365% | 2.355%
| WIND | 0.03205% | 0.0321% | 21.03% | 21.06% | 21.09% | 21.12% | 21.15% | 21.18% | 21.21% | 21.24% | 21.27% | 21.3% | 21.34% | 21.37% | 32.73% | 19.11%
Unit Costs ($/MWh)
| TECHNOLOGY | 2021 | 2022 | 2023 | 2024 | 2025 | 2026 | 2027 | 2028 | 2029 | 2030 | 2031 | 2032 | 2033 | 2034 | 2035
| BIOMASS | 20 | 21 | 22.05 | 23.1525 | 24.3101 | 25.5256 | 26.8019 | 28.142 | 29.5491 | 31.0266 | 32.5779 | 34.2068 | 35.9171 | 37.713 | 39.5986
| COAL | 20 | 21 | 22.05 | 23.1525 | 24.3101 | 25.5256 | 26.8019 | 28.142 | 29.5491 | 31.0266 | 32.5779 | 34.2068 | 35.9171 | 37.713 | 39.5986
| GAS | 2 | 2.1 | 2.205 | 2.3153 | 2.431 | 2.5526 | 2.6802 | 2.8142 | 2.9549 | 3.1027 | 3.2578 | 3.4207 | 3.5917 | 3.7713 | 3.9599
| HYDRO | 1 | 1.05 | 1.1025 | 1.1576 | 1.2155 | 1.2763 | 1.3401 | 1.4071 | 1.4775 | 1.5513 | 1.6289 | 1.7103 | 1.7959 | 1.8856 | 1.9799
| NUCLEAR | 1 | 1.05 | 1.1025 | 1.1576 | 1.2155 | 1.2763 | 1.3401 | 1.4071 | 1.4775 | 1.5513 | 1.6289 | 1.7103 | 1.7959 | 1.8856 | 1.9799
| OIL | 25 | 26.25 | 27.5625 | 28.9406 | 30.3877 | 31.907 | 33.5024 | 35.1775 | 36.9364 | 38.7832 | 40.7224 | 42.7585 | 44.8964 | 47.1412 | 49.4983
| OTHF | 10 | 10.5 | 11.025 | 11.5763 | 12.1551 | 12.7628 | 13.401 | 14.071 | 14.7746 | 15.5133 | 16.2889 | 17.1034 | 17.9586 | 18.8565 | 19.7993
| SOLAR | 1 | 1.05 | 1.1025 | 1.1576 | 1.2155 | 1.2763 | 1.3401 | 1.4071 | 1.4775 | 1.5513 | 1.6289 | 1.7103 | 1.7959 | 1.8856 | 1.9799
| WIND | 0 | 0 | 0 | 0 | 0 | 0 | 0 | 0 | 0 | 0 | 0 | 0 | 0 | 0 | 0
Proposed Expansions (MW)
| TECHNOLOGY | 2021 | 2022 | 2023 | 2024 | 2025 | 2026 | 2027 | 2028 | 2029 | 2030 | 2031 | 2032 | 2033 | 2034 | 2035
| BIOMASS | 0 | 0 | 0 | 0 | 0 | 0 | 0 | 0 | 0 | 0 | 0 | 0 | 0 | 0 | 0
| COAL | 0 | 0 | 0 | 0 | 0 | 0 | 0 | 0 | 0 | 0 | 0 | 0 | 0 | 0 | 0
| GAS | 0 | 0 | 0 | 0 | 0 | 0 | 0 | 0 | 0 | 0 | 0 | 0 | 0 | 0 | 0
| HYDRO | 0 | 0 | 0 | 0 | 0 | 0 | 0 | 0 | 0 | 0 | 0 | 0 | 0 | 0 | 0
| NUCLEAR | 0 | 0 | 0 | 0 | 0 | 0 | 0 | 0 | 0 | 0 | 0 | 0 | 0 | 0 | 0
| OIL | 0 | 0 | 0 | 0 | 0 | 0 | 0 | 0 | 0 | 0 | 0 | 0 | 0 | 0 | 0
| OTHF | 0 | 0 | 0 | 0 | 0 | 0 | 0 | 0 | 0 | 0 | 0 | 0 | 0 | 0 | 0
| SOLAR | 0 | 0 | 0 | 0 | 0 | 0 | 0 | 0 | 0 | 0 | 0 | 0 | 0 | 0 | 0
| WIND | 0 | 0 | 4900 | 0 | 0 | 0 | 0 | 0 | 0 | 0 | 0 | 0 | 0 | 0 | 2600
Retirement Year
| FUELCODE (NEW) | 2021 | 2022 | 2023 | 2024 | 2025 | 2026 | 2027 | 2028 | 2029 | 2030 | 2031 | 2032 | 2033 | 2034 | 2035
| BIOMASS | 3.5 | 0 | 0 | 0 | 0 | 0 | 0 | 0 | 0 | 0 | 0 | 0 | 0 | 0 | 0
| COAL | 0 | 0 | 0 | 285 | 0 | 0 | 0 | 0 | 0 | 0 | 0 | 0 | 0 | 0 | 0
| GAS | 89.5 | 385.8 | 0 | 0 | 0 | 0 | 0 | 0 | 0 | 0 | 0 | 0 | 0 | 0 | 0
| HYDRO | 0 | 0 | 0 | 0 | 0 | 0 | 0 | 0 | 0 | 0 | 0 | 0 | 0 | 0 | 0
| NUCLEAR | 0 | 0 | 0 | 0 | 0 | 0 | 0 | 0 | 0 | 0 | 0 | 0 | 0 | 0 | 0
| OIL | 0 | 0 | 0 | 0 | 0 | 0 | 0 | 0 | 0 | 0 | 0 | 0 | 0 | 0 | 0
| OTHF | 0 | 0 | 0 | 0 | 0 | 0 | 0 | 0 | 0 | 0 | 0 | 0 | 0 | 0 | 0
| SOLAR | 0 | 0 | 0 | 0 | 0 | 2.3 | 4.6 | 7.1 | 0 | 0 | 0 | 0 | 0 | 0 | 0
| WIND | 0 | 0 | 0 | 0 | 0 | 0 | 0 | 0 | 0 | 0 | 0 | 0 | 0 | 0 | 0
Capacity (MW)
| TECHNOLOGY | 2021 | 2022 | 2023 | 2024 | 2025 | 2026 | 2027 | 2028 | 2029 | 2030 | 2031 | 2032 | 2033 | 2034 | 2035 | Capacity Factor
| BIOMASS | 220.1 | 220.1 | 220.1 | 220.1 | 220.1 | 220.1 | 220.1 | 220.1 | 220.1 | 220.1 | 220.1 | 220.1 | 220.1 | 220.1 | 220.1 | 0.70085
| COAL | 527.3 | 527.3 | 527.3 | 242.3 | 242.3 | 242.3 | 242.3 | 242.3 | 242.3 | 242.3 | 242.3 | 242.3 | 242.3 | 242.3 | 242.3 | 0.23148
| GAS | 12596.5 | 12210.7 | 12210.7 | 12210.7 | 12210.7 | 12210.7 | 12210.7 | 12210.7 | 12210.7 | 12210.7 | 12210.7 | 12210.7 | 12210.7 | 12210.7 | 12210.7 | 0.45909
| HYDRO | 12.3 | 12.3 | 12.3 | 12.3 | 12.3 | 12.3 | 12.3 | 12.3 | 12.3 | 12.3 | 12.3 | 12.3 | 12.3 | 12.3 | 12.3 | 0.16914
| NUCLEAR | 3630.7 | 3630.7 | 3630.7 | 3630.7 | 3630.7 | 3630.7 | 3630.7 | 3630.7 | 3630.7 | 3630.7 | 3630.7 | 3630.7 | 3630.7 | 3630.7 | 3630.7 | 0.87795
| OIL | 130.9 | 130.9 | 130.9 | 130.9 | 130.9 | 130.9 | 130.9 | 130.9 | 130.9 | 130.9 | 130.9 | 130.9 | 130.9 | 130.9 | 130.9 | 0.10026
| OTHF | 11.2 | 11.2 | 11.2 | 11.2 | 11.2 | 11.2 | 11.2 | 11.2 | 11.2 | 11.2 | 11.2 | 11.2 | 11.2 | 11.2 | 11.2 | 0.25293
| SOLAR | 998.1 | 998.1 | 998.1 | 998.1 | 998.1 | 995.8 | 991.2 | 984.1 | 984.1 | 984.1 | 984.1 | 984.1 | 984.1 | 984.1 | 984.1 | 0.16549
| WIND | 7.5 | 7.5 | 4907.5 | 4907.5 | 4907.5 | 4907.5 | 4907.5 | 4907.5 | 4907.5 | 4907.5 | 4907.5 | 4907.5 | 4907.5 | 4907.5 | 7507.5 | 0.30029
Max Generation (MWh)
| FUELCODE (NEW) | 2021 | 2022 | 2023 | 2024 | 2025 | 2026 | 2027 | 2028 | 2029 | 2030 | 2031 | 2032 | 2033 | 2034 | 2035
| BIOMASS | 1351283.7265 | 1351283.7265 | 1351283.7265 | 1351283.7265 | 1351283.7265 | 1351283.7265 | 1351283.7265 | 1351283.7265 | 1351283.7265 | 1351283.7265 | 1351283.7265 | 1351283.7265 | 1351283.7265 | 1351283.7265 | 1351283.7265
| COAL | 1069226.22 | 1069226.22 | 1069226.22 | 491320.9048 | 491320.9048 | 491320.9048 | 491320.9048 | 491320.9048 | 491320.9048 | 491320.9048 | 491320.9048 | 491320.9048 | 491320.9048 | 491320.9048 | 491320.9048
| GAS | 50658590.2624 | 49107041.4891 | 49107041.4891 | 49107041.4891 | 49107041.4891 | 49107041.4891 | 49107041.4891 | 49107041.4891 | 49107041.4891 | 49107041.4891 | 49107041.4891 | 49107041.4891 | 49107041.4891 | 49107041.4891 | 49107041.4891
| HYDRO | 18224.4967 | 18224.4967 | 18224.4967 | 18224.4967 | 18224.4967 | 18224.4967 | 18224.4967 | 18224.4967 | 18224.4967 | 18224.4967 | 18224.4967 | 18224.4967 | 18224.4967 | 18224.4967 | 18224.4967
| NUCLEAR | 27923059.3 | 27923059.3 | 27923059.3 | 27923059.3 | 27923059.3 | 27923059.3 | 27923059.3 | 27923059.3 | 27923059.3 | 27923059.3 | 27923059.3 | 27923059.3 | 27923059.3 | 27923059.3 | 27923059.3
| OIL | 114965.6239 | 114965.6239 | 114965.6239 | 114965.6239 | 114965.6239 | 114965.6239 | 114965.6239 | 114965.6239 | 114965.6239 | 114965.6239 | 114965.6239 | 114965.6239 | 114965.6239 | 114965.6239 | 114965.6239
| OTHF | 24815.4682 | 24815.4682 | 24815.4682 | 24815.4682 | 24815.4682 | 24815.4682 | 24815.4682 | 24815.4682 | 24815.4682 | 24815.4682 | 24815.4682 | 24815.4682 | 24815.4682 | 24815.4682 | 24815.4682
| SOLAR | 1446970.2565 | 1446970.2565 | 1446970.2565 | 1446970.2565 | 1446970.2565 | 1443635.8897 | 1436967.1559 | 1426674.1103 | 1426674.1103 | 1426674.1103 | 1426674.1103 | 1426674.1103 | 1426674.1103 | 1426674.1103 | 1426674.1103
| WIND | 19729.053 | 19729.053 | 12909377.013 | 12909377.013 | 12909377.013 | 12909377.013 | 12909377.013 | 12909377.013 | 12909377.013 | 12909377.013 | 12909377.013 | 12909377.013 | 12909377.013 | 12909377.013 | 19748782.053
| Totals | 82626864.4073 | 81075315.6339 | 93964963.5939 | 93387058.2787 | 93387058.2787 | 93383723.9118 | 93377055.1781 | 93366762.1325 | 93366762.1325 | 93366762.1325 | 93366762.1325 | 93366762.1325 | 93366762.1325 | 93366762.1325 | 100206167.1725

## Demand Reduction Results
Baseline Projection (MWh)
Class | TECHNOLOGY | 2021 | 2022 | 2023 | 2024 | 2025 | 2026 | 2027 | 2028 | 2029 | 2030 | 2031 | 2032 | 2033 | 2034 | 2035
Renewable (Emitting) | BIOMASS | 0 | 0 | 0 | 0 | 0 | 0 | 0 | 0 | 0 | 0 | 0 | 0 | 0 | 0 | 0 | 0 | Dispatch Plan Costs | 1991966475.6105
Fossil Fuel | COAL | 0 | 0 | 0 | 0 | 0 | 0 | 0 | 0 | 0 | 0 | 0 | 0 | 0 | 0 | 0 | 0
Fossil Fuel | GAS | 32145651.7578 | 32057717.9937 | 31969909.8492 | 31882227.145 | 31794669.7018 | 31710571.7075 | 31629932.9835 | 31553043.2963 | 31465985.1102 | 31379051.293 | 31292241.6669 | 31205556.0546 | 31118994.2788 | 31032556.1628 | 30946241.5298 | 473184350.5309
Renewable (Non-Emitting) | HYDRO | 18224.4967 | 18224.4967 | 18224.4967 | 18224.4967 | 18224.4967 | 18224.4967 | 18224.4967 | 18224.4967 | 18224.4967 | 18224.4967 | 18224.4967 | 18224.4967 | 18224.4967 | 18224.4967 | 18224.4967 | 273367.4508
Nuclear | NUCLEAR | 27923059.3 | 27923059.3 | 27923059.3 | 27923059.3 | 27923059.3 | 27923059.3 | 27923059.3 | 27923059.3 | 27923059.3 | 27923059.3 | 27923059.3 | 27923059.3 | 27923059.3 | 27923059.3 | 27923059.3 | 418845889.4997
Fossil Fuel | OIL | 0 | 0 | 0 | 0 | 0 | 0 | 0 | 0 | 0 | 0 | 0 | 0 | 0 | 0 | 0 | 0
Fossil Fuel | OTHF | 0 | 0 | 0 | 0 | 0 | 0 | 0 | 0 | 0 | 0 | 0 | 0 | 0 | 0 | 0 | 0
Renewable (Non-Emitting) | SOLAR | 1446970.2565 | 1446970.2565 | 1446970.2565 | 1446970.2565 | 1446970.2565 | 1443635.8897 | 1436967.1559 | 1426674.1103 | 1426674.1103 | 1426674.1103 | 1426674.1103 | 1426674.1103 | 1426674.1103 | 1426674.1103 | 1426674.1103 | 21528847.2104
Renewable (Non-Emitting) | WIND | 19729.053 | 19729.053 | 19729.053 | 19729.053 | 19729.053 | 19729.053 | 19729.053 | 19729.053 | 19729.053 | 19729.053 | 19729.053 | 19729.053 | 19729.053 | 19729.053 | 19729.053 | 295935.795
Total Generation (MWh) |  | 61553634.864 | 61465701.0999 | 61377892.9555 | 61290210.2513 | 61202652.808 | 61115220.4469 | 61027912.9891 | 60940730.2563 | 60853672.0702 | 60766738.2529 | 60679928.6269 | 60593243.0145 | 60506681.2388 | 60420243.1228 | 60333928.4897
Total Demand (MWh) |  | 61553634.864 | 61465701.0999 | 61377892.9555 | 61290210.2513 | 61202652.808 | 61115220.4469 | 61027912.9891 | 60940730.2563 | 60853672.0702 | 60766738.2529 | 60679928.6269 | 60593243.0145 | 60506681.2388 | 60420243.1228 | 60333928.4897
NOx Emissions (tons)
| TECHNOLOGY | 2021 | 2022 | 2023 | 2024 | 2025 | 2026 | 2027 | 2028 | 2029 | 2030 | 2031 | 2032 | 2033 | 2034 | 2035
| BIOMASS | 0 | 0 | 0 | 0 | 0 | 0 | 0 | 0 | 0 | 0 | 0 | 0 | 0 | 0 | 0
| COAL | 0 | 0 | 0 | 0 | 0 | 0 | 0 | 0 | 0 | 0 | 0 | 0 | 0 | 0 | 0
| GAS | 12313.7746 | 12280.0905 | 12246.4546 | 12212.8667 | 12179.3267 | 12147.112 | 12116.2224 | 12086.7689 | 12053.4202 | 12020.1192 | 11986.8657 | 11953.6597 | 11920.5012 | 11887.3901 | 11854.3262
| HYDRO | 0 | 0 | 0 | 0 | 0 | 0 | 0 | 0 | 0 | 0 | 0 | 0 | 0 | 0 | 0
| NUCLEAR | 0 | 0 | 0 | 0 | 0 | 0 | 0 | 0 | 0 | 0 | 0 | 0 | 0 | 0 | 0
| OIL | 0 | 0 | 0 | 0 | 0 | 0 | 0 | 0 | 0 | 0 | 0 | 0 | 0 | 0 | 0
| OTHF | 0 | 0 | 0 | 0 | 0 | 0 | 0 | 0 | 0 | 0 | 0 | 0 | 0 | 0 | 0
| SOLAR | 0 | 0 | 0 | 0 | 0 | 0 | 0 | 0 | 0 | 0 | 0 | 0 | 0 | 0 | 0
| WIND | 0 | 0 | 0 | 0 | 0 | 0 | 0 | 0 | 0 | 0 | 0 | 0 | 0 | 0 | 0
|  | 12313.7746 | 12280.0905 | 12246.4546 | 12212.8667 | 12179.3267 | 12147.112 | 12116.2224 | 12086.7689 | 12053.4202 | 12020.1192 | 11986.8657 | 11953.6597 | 11920.5012 | 11887.3901 | 11854.3262
SO2 Emissions (tons)
| TECHNOLOGY | 2021 | 2022 | 2023 | 2024 | 2025 | 2026 | 2027 | 2028 | 2029 | 2030 | 2031 | 2032 | 2033 | 2034 | 2035
| BIOMASS | 0 | 0 | 0 | 0 | 0 | 0 | 0 | 0 | 0 | 0 | 0 | 0 | 0 | 0 | 0
| COAL | 0 | 0 | 0 | 0 | 0 | 0 | 0 | 0 | 0 | 0 | 0 | 0 | 0 | 0 | 0
| GAS | 390.2531 | 389.1856 | 388.1195 | 387.0551 | 385.9921 | 384.9711 | 383.9922 | 383.0587 | 382.0018 | 380.9464 | 379.8926 | 378.8402 | 377.7893 | 376.7399 | 375.6921
| HYDRO | 0 | 0 | 0 | 0 | 0 | 0 | 0 | 0 | 0 | 0 | 0 | 0 | 0 | 0 | 0
| NUCLEAR | 0 | 0 | 0 | 0 | 0 | 0 | 0 | 0 | 0 | 0 | 0 | 0 | 0 | 0 | 0
| OIL | 0 | 0 | 0 | 0 | 0 | 0 | 0 | 0 | 0 | 0 | 0 | 0 | 0 | 0 | 0
| OTHF | 0 | 0 | 0 | 0 | 0 | 0 | 0 | 0 | 0 | 0 | 0 | 0 | 0 | 0 | 0
| SOLAR | 0 | 0 | 0 | 0 | 0 | 0 | 0 | 0 | 0 | 0 | 0 | 0 | 0 | 0 | 0
| WIND | 0 | 0 | 0 | 0 | 0 | 0 | 0 | 0 | 0 | 0 | 0 | 0 | 0 | 0 | 0
|  | 390.2531 | 389.1856 | 388.1195 | 387.0551 | 385.9921 | 384.9711 | 383.9922 | 383.0587 | 382.0018 | 380.9464 | 379.8926 | 378.8402 | 377.7893 | 376.7399 | 375.6921
CO2 Emissions (tons)
| TECHNOLOGY | 2021 | 2022 | 2023 | 2024 | 2025 | 2026 | 2027 | 2028 | 2029 | 2030 | 2031 | 2032 | 2033 | 2034 | 2035
| BIOMASS | 0 | 0 | 0 | 0 | 0 | 0 | 0 | 0 | 0 | 0 | 0 | 0 | 0 | 0 | 0
| COAL | 0 | 0 | 0 | 0 | 0 | 0 | 0 | 0 | 0 | 0 | 0 | 0 | 0 | 0 | 0
| GAS | 71948470.4579 | 71751656.9083 | 71555124.5209 | 71358872.894 | 71162901.6266 | 70974673.3056 | 70794187.5312 | 70622092.8594 | 70427239.0304 | 70232663.5641 | 70038366.0627 | 69844346.1292 | 69650603.367 | 69457137.3801 | 69263947.7733
| HYDRO | 0 | 0 | 0 | 0 | 0 | 0 | 0 | 0 | 0 | 0 | 0 | 0 | 0 | 0 | 0
| NUCLEAR | 0 | 0 | 0 | 0 | 0 | 0 | 0 | 0 | 0 | 0 | 0 | 0 | 0 | 0 | 0
| OIL | 0 | 0 | 0 | 0 | 0 | 0 | 0 | 0 | 0 | 0 | 0 | 0 | 0 | 0 | 0
| OTHF | 0 | 0 | 0 | 0 | 0 | 0 | 0 | 0 | 0 | 0 | 0 | 0 | 0 | 0 | 0
| SOLAR | 0 | 0 | 0 | 0 | 0 | 0 | 0 | 0 | 0 | 0 | 0 | 0 | 0 | 0 | 0
| WIND | 0 | 0 | 0 | 0 | 0 | 0 | 0 | 0 | 0 | 0 | 0 | 0 | 0 | 0 | 0
|  | 71948470.4579 | 71751656.9083 | 71555124.5209 | 71358872.894 | 71162901.6266 | 70974673.3056 | 70794187.5312 | 70622092.8594 | 70427239.0304 | 70232663.5641 | 70038366.0627 | 69844346.1292 | 69650603.367 | 69457137.3801 | 69263947.7733
CH4 Emissions (lbs)
| TECHNOLOGY | 2021 | 2022 | 2023 | 2024 | 2025 | 2026 | 2027 | 2028 | 2029 | 2030 | 2031 | 2032 | 2033 | 2034 | 2035
| BIOMASS | 0 | 0 | 0 | 0 | 0 | 0 | 0 | 0 | 0 | 0 | 0 | 0 | 0 | 0 | 0
| COAL | 0 | 0 | 0 | 0 | 0 | 0 | 0 | 0 | 0 | 0 | 0 | 0 | 0 | 0 | 0
| GAS | 2784966.4557 | 2777348.2377 | 2769740.9029 | 2762144.4357 | 2754558.8205 | 2747272.9178 | 2740286.7119 | 2733625.3071 | 2726082.9455 | 2718551.3587 | 2711030.5314 | 2703520.4481 | 2696021.0935 | 2688532.4522 | 2681054.5091
| HYDRO | 0 | 0 | 0 | 0 | 0 | 0 | 0 | 0 | 0 | 0 | 0 | 0 | 0 | 0 | 0
| NUCLEAR | 0 | 0 | 0 | 0 | 0 | 0 | 0 | 0 | 0 | 0 | 0 | 0 | 0 | 0 | 0
| OIL | 0 | 0 | 0 | 0 | 0 | 0 | 0 | 0 | 0 | 0 | 0 | 0 | 0 | 0 | 0
| OTHF | 0 | 0 | 0 | 0 | 0 | 0 | 0 | 0 | 0 | 0 | 0 | 0 | 0 | 0 | 0
| SOLAR | 0 | 0 | 0 | 0 | 0 | 0 | 0 | 0 | 0 | 0 | 0 | 0 | 0 | 0 | 0
| WIND | 0 | 0 | 0 | 0 | 0 | 0 | 0 | 0 | 0 | 0 | 0 | 0 | 0 | 0 | 0
|  | 2784966.4557 | 2777348.2377 | 2769740.9029 | 2762144.4357 | 2754558.8205 | 2747272.9178 | 2740286.7119 | 2733625.3071 | 2726082.9455 | 2718551.3587 | 2711030.5314 | 2703520.4481 | 2696021.0935 | 2688532.4522 | 2681054.5091
Shares (%)
| TECHNOLOGY | 2021 | 2022 | 2023 | 2024 | 2025 | 2026 | 2027 | 2028 | 2029 | 2030 | 2031 | 2032 | 2033 | 2034 | 2035 | Overall
| BIOMASS | [15 empty] | 0% | bar: Shares (%) 2021 to Shares (%) 2035
| COAL | [15 empty] | 0% | bar: Shares (%) 2021 to Shares (%) 2035
| GAS | 52.22% | 52.16% | 52.09% | 52.02% | 51.95% | 51.89% | 51.83% | 51.78% | 51.71% | 51.64% | 51.57% | 51.5% | 51.43% | 51.36% | 51.29% | 51.76%
| HYDRO | 0.02961% | 0.02965% | 0.02969% | 0.02973% | 0.02978% | 0.02982% | 0.02986% | 0.02991% | 0.02995% | 0.02999% | 0.03003% | 0.03008% | 0.03012% | 0.03016% | 0.03021% | 0.0299%
| NUCLEAR | 45.36% | 45.43% | 45.49% | 45.56% | 45.62% | 45.69% | 45.75% | 45.82% | 45.89% | 45.95% | 46.02% | 46.08% | 46.15% | 46.21% | 46.28% | 45.82%
| OIL | [15 empty] | 0% | bar: Shares (%) 2021 to Shares (%) 2035
| OTHF | [15 empty] | 0% | bar: Shares (%) 2021 to Shares (%) 2035
| SOLAR | 2.351% | 2.354% | 2.357% | 2.361% | 2.364% | 2.362% | 2.355% | 2.341% | 2.344% | 2.348% | 2.351% | 2.355% | 2.358% | 2.361% | 2.365% | 2.355%
| WIND | 0.03205% | 0.0321% | 0.03214% | 0.03219% | 0.03224% | 0.03228% | 0.03233% | 0.03237% | 0.03242% | 0.03247% | 0.03251% | 0.03256% | 0.03261% | 0.03265% | 0.0327% | 0.03237%
Unit Costs ($/MWh)
| TECHNOLOGY | 2021 | 2022 | 2023 | 2024 | 2025 | 2026 | 2027 | 2028 | 2029 | 2030 | 2031 | 2032 | 2033 | 2034 | 2035
| BIOMASS | 20 | 21 | 22.05 | 23.1525 | 24.3101 | 25.5256 | 26.8019 | 28.142 | 29.5491 | 31.0266 | 32.5779 | 34.2068 | 35.9171 | 37.713 | 39.5986
| COAL | 20 | 21 | 22.05 | 23.1525 | 24.3101 | 25.5256 | 26.8019 | 28.142 | 29.5491 | 31.0266 | 32.5779 | 34.2068 | 35.9171 | 37.713 | 39.5986
| GAS | 2 | 2.1 | 2.205 | 2.3153 | 2.431 | 2.5526 | 2.6802 | 2.8142 | 2.9549 | 3.1027 | 3.2578 | 3.4207 | 3.5917 | 3.7713 | 3.9599
| HYDRO | 1 | 1.05 | 1.1025 | 1.1576 | 1.2155 | 1.2763 | 1.3401 | 1.4071 | 1.4775 | 1.5513 | 1.6289 | 1.7103 | 1.7959 | 1.8856 | 1.9799
| NUCLEAR | 1 | 1.05 | 1.1025 | 1.1576 | 1.2155 | 1.2763 | 1.3401 | 1.4071 | 1.4775 | 1.5513 | 1.6289 | 1.7103 | 1.7959 | 1.8856 | 1.9799
| OIL | 25 | 26.25 | 27.5625 | 28.9406 | 30.3877 | 31.907 | 33.5024 | 35.1775 | 36.9364 | 38.7832 | 40.7224 | 42.7585 | 44.8964 | 47.1412 | 49.4983
| OTHF | 10 | 10.5 | 11.025 | 11.5763 | 12.1551 | 12.7628 | 13.401 | 14.071 | 14.7746 | 15.5133 | 16.2889 | 17.1034 | 17.9586 | 18.8565 | 19.7993
| SOLAR | 1 | 1.05 | 1.1025 | 1.1576 | 1.2155 | 1.2763 | 1.3401 | 1.4071 | 1.4775 | 1.5513 | 1.6289 | 1.7103 | 1.7959 | 1.8856 | 1.9799
| WIND | 0 | 0 | 0 | 0 | 0 | 0 | 0 | 0 | 0 | 0 | 0 | 0 | 0 | 0 | 0
Proposed Expansions (MW)
| TECHNOLOGY | 2021 | 2022 | 2023 | 2024 | 2025 | 2026 | 2027 | 2028 | 2029 | 2030 | 2031 | 2032 | 2033 | 2034 | 2035
| BIOMASS | 0 | 0 | 0 | 0 | 0 | 0 | 0 | 0 | 0 | 0 | 0 | 0 | 0 | 0 | 0
| COAL | 0 | 0 | 0 | 0 | 0 | 0 | 0 | 0 | 0 | 0 | 0 | 0 | 0 | 0 | 0
| GAS | 0 | 0 | 0 | 0 | 0 | 0 | 0 | 0 | 0 | 0 | 0 | 0 | 0 | 0 | 0
| HYDRO | 0 | 0 | 0 | 0 | 0 | 0 | 0 | 0 | 0 | 0 | 0 | 0 | 0 | 0 | 0
| NUCLEAR | 0 | 0 | 0 | 0 | 0 | 0 | 0 | 0 | 0 | 0 | 0 | 0 | 0 | 0 | 0
| OIL | 0 | 0 | 0 | 0 | 0 | 0 | 0 | 0 | 0 | 0 | 0 | 0 | 0 | 0 | 0
| OTHF | 0 | 0 | 0 | 0 | 0 | 0 | 0 | 0 | 0 | 0 | 0 | 0 | 0 | 0 | 0
| SOLAR | 0 | 0 | 0 | 0 | 0 | 0 | 0 | 0 | 0 | 0 | 0 | 0 | 0 | 0 | 0
| WIND | 0 | 0 | 0 | 0 | 0 | 0 | 0 | 0 | 0 | 0 | 0 | 0 | 0 | 0 | 0
Retirement Year
| FUELCODE (NEW) | 2021 | 2022 | 2023 | 2024 | 2025 | 2026 | 2027 | 2028 | 2029 | 2030 | 2031 | 2032 | 2033 | 2034 | 2035
| BIOMASS | 3.5 | 0 | 0 | 0 | 0 | 0 | 0 | 0 | 0 | 0 | 0 | 0 | 0 | 0 | 0
| COAL | 0 | 0 | 0 | 285 | 0 | 0 | 0 | 0 | 0 | 0 | 0 | 0 | 0 | 0 | 0
| GAS | 89.5 | 385.8 | 0 | 0 | 0 | 0 | 0 | 0 | 0 | 0 | 0 | 0 | 0 | 0 | 0
| HYDRO | 0 | 0 | 0 | 0 | 0 | 0 | 0 | 0 | 0 | 0 | 0 | 0 | 0 | 0 | 0
| NUCLEAR | 0 | 0 | 0 | 0 | 0 | 0 | 0 | 0 | 0 | 0 | 0 | 0 | 0 | 0 | 0
| OIL | 0 | 0 | 0 | 0 | 0 | 0 | 0 | 0 | 0 | 0 | 0 | 0 | 0 | 0 | 0
| OTHF | 0 | 0 | 0 | 0 | 0 | 0 | 0 | 0 | 0 | 0 | 0 | 0 | 0 | 0 | 0
| SOLAR | 0 | 0 | 0 | 0 | 0 | 2.3 | 4.6 | 7.1 | 0 | 0 | 0 | 0 | 0 | 0 | 0
| WIND | 0 | 0 | 0 | 0 | 0 | 0 | 0 | 0 | 0 | 0 | 0 | 0 | 0 | 0 | 0
Capacity (MW)
| TECHNOLOGY | 2021 | 2022 | 2023 | 2024 | 2025 | 2026 | 2027 | 2028 | 2029 | 2030 | 2031 | 2032 | 2033 | 2034 | 2035 | Capacity Factor
| BIOMASS | 220.1 | 220.1 | 220.1 | 220.1 | 220.1 | 220.1 | 220.1 | 220.1 | 220.1 | 220.1 | 220.1 | 220.1 | 220.1 | 220.1 | 220.1 | 0.70085
| COAL | 527.3 | 527.3 | 527.3 | 242.3 | 242.3 | 242.3 | 242.3 | 242.3 | 242.3 | 242.3 | 242.3 | 242.3 | 242.3 | 242.3 | 242.3 | 0.23148
| GAS | 12596.5 | 12210.7 | 12210.7 | 12210.7 | 12210.7 | 12210.7 | 12210.7 | 12210.7 | 12210.7 | 12210.7 | 12210.7 | 12210.7 | 12210.7 | 12210.7 | 12210.7 | 0.45909
| HYDRO | 12.3 | 12.3 | 12.3 | 12.3 | 12.3 | 12.3 | 12.3 | 12.3 | 12.3 | 12.3 | 12.3 | 12.3 | 12.3 | 12.3 | 12.3 | 0.16914
| NUCLEAR | 3630.7 | 3630.7 | 3630.7 | 3630.7 | 3630.7 | 3630.7 | 3630.7 | 3630.7 | 3630.7 | 3630.7 | 3630.7 | 3630.7 | 3630.7 | 3630.7 | 3630.7 | 0.87795
| OIL | 130.9 | 130.9 | 130.9 | 130.9 | 130.9 | 130.9 | 130.9 | 130.9 | 130.9 | 130.9 | 130.9 | 130.9 | 130.9 | 130.9 | 130.9 | 0.10026
| OTHF | 11.2 | 11.2 | 11.2 | 11.2 | 11.2 | 11.2 | 11.2 | 11.2 | 11.2 | 11.2 | 11.2 | 11.2 | 11.2 | 11.2 | 11.2 | 0.25293
| SOLAR | 998.1 | 998.1 | 998.1 | 998.1 | 998.1 | 995.8 | 991.2 | 984.1 | 984.1 | 984.1 | 984.1 | 984.1 | 984.1 | 984.1 | 984.1 | 0.16549
| WIND | 7.5 | 7.5 | 7.5 | 7.5 | 7.5 | 7.5 | 7.5 | 7.5 | 7.5 | 7.5 | 7.5 | 7.5 | 7.5 | 7.5 | 7.5 | 0.30029
Max Generation (MWh)
| FUELCODE (NEW) | 2021 | 2022 | 2023 | 2024 | 2025 | 2026 | 2027 | 2028 | 2029 | 2030 | 2031 | 2032 | 2033 | 2034 | 2035
| BIOMASS | 1351283.7265 | 1351283.7265 | 1351283.7265 | 1351283.7265 | 1351283.7265 | 1351283.7265 | 1351283.7265 | 1351283.7265 | 1351283.7265 | 1351283.7265 | 1351283.7265 | 1351283.7265 | 1351283.7265 | 1351283.7265 | 1351283.7265
| COAL | 1069226.22 | 1069226.22 | 1069226.22 | 491320.9048 | 491320.9048 | 491320.9048 | 491320.9048 | 491320.9048 | 491320.9048 | 491320.9048 | 491320.9048 | 491320.9048 | 491320.9048 | 491320.9048 | 491320.9048
| GAS | 50658590.2624 | 49107041.4891 | 49107041.4891 | 49107041.4891 | 49107041.4891 | 49107041.4891 | 49107041.4891 | 49107041.4891 | 49107041.4891 | 49107041.4891 | 49107041.4891 | 49107041.4891 | 49107041.4891 | 49107041.4891 | 49107041.4891
| HYDRO | 18224.4967 | 18224.4967 | 18224.4967 | 18224.4967 | 18224.4967 | 18224.4967 | 18224.4967 | 18224.4967 | 18224.4967 | 18224.4967 | 18224.4967 | 18224.4967 | 18224.4967 | 18224.4967 | 18224.4967
| NUCLEAR | 27923059.3 | 27923059.3 | 27923059.3 | 27923059.3 | 27923059.3 | 27923059.3 | 27923059.3 | 27923059.3 | 27923059.3 | 27923059.3 | 27923059.3 | 27923059.3 | 27923059.3 | 27923059.3 | 27923059.3
| OIL | 114965.6239 | 114965.6239 | 114965.6239 | 114965.6239 | 114965.6239 | 114965.6239 | 114965.6239 | 114965.6239 | 114965.6239 | 114965.6239 | 114965.6239 | 114965.6239 | 114965.6239 | 114965.6239 | 114965.6239
| OTHF | 24815.4682 | 24815.4682 | 24815.4682 | 24815.4682 | 24815.4682 | 24815.4682 | 24815.4682 | 24815.4682 | 24815.4682 | 24815.4682 | 24815.4682 | 24815.4682 | 24815.4682 | 24815.4682 | 24815.4682
| SOLAR | 1446970.2565 | 1446970.2565 | 1446970.2565 | 1446970.2565 | 1446970.2565 | 1443635.8897 | 1436967.1559 | 1426674.1103 | 1426674.1103 | 1426674.1103 | 1426674.1103 | 1426674.1103 | 1426674.1103 | 1426674.1103 | 1426674.1103
| WIND | 19729.053 | 19729.053 | 19729.053 | 19729.053 | 19729.053 | 19729.053 | 19729.053 | 19729.053 | 19729.053 | 19729.053 | 19729.053 | 19729.053 | 19729.053 | 19729.053 | 19729.053
| Totals | 82626864.4073 | 81075315.6339 | 81075315.6339 | 80497410.3187 | 80497410.3187 | 80494075.9518 | 80487407.2181 | 80477114.1725 | 80477114.1725 | 80477114.1725 | 80477114.1725 | 80477114.1725 | 80477114.1725 | 80477114.1725 | 80477114.1725

## EMP Results
Baseline Projection (MWh)
Class | TECHNOLOGY | 2021 | 2022 | 2023 | 2024 | 2025 | 2026 | 2027 | 2028 | 2029 | 2030 | 2031 | 2032 | 2033 | 2034 | 2035
Renewable (Emitting) | BIOMASS | 0 | 0 | 0 | 0 | 0 | 0 | 0 | 0 | 0 | 0 | 0 | 0 | 0 | 0 | 0 | 0 | Dispatch Plan Costs | 1711144997.7464
Fossil Fuel | COAL | 0 | 0 | 0 | 0 | 0 | 0 | 0 | 0 | 0 | 0 | 0 | 0 | 0 | 0 | 0 | 0
Fossil Fuel | GAS | 32145651.7578 | 32761188.1064 | 20493231.8585 | 21121140.4878 | 21755328.2033 | 22399192.1629 | 23052795.7853 | 23716493.0684 | 24376431.3483 | 25042969.011 | 25716172.0503 | 26396107.12 | 27082841.5404 | 27776443.305 | 21637576.0472 | 375473561.8526
Renewable (Non-Emitting) | HYDRO | 18224.4967 | 18224.4967 | 18224.4967 | 18224.4967 | 18224.4967 | 18224.4967 | 18224.4967 | 18224.4967 | 18224.4967 | 18224.4967 | 18224.4967 | 18224.4967 | 18224.4967 | 18224.4967 | 18224.4967 | 273367.4508
Nuclear | NUCLEAR | 27923059.3 | 27923059.3 | 27923059.3 | 27923059.3 | 27923059.3 | 27923059.3 | 27923059.3 | 27923059.3 | 27923059.3 | 27923059.3 | 27923059.3 | 27923059.3 | 27923059.3 | 27923059.3 | 27923059.3 | 418845889.4997
Fossil Fuel | OIL | 0 | 0 | 0 | 0 | 0 | 0 | 0 | 0 | 0 | 0 | 0 | 0 | 0 | 0 | 0 | 0
Fossil Fuel | OTHF | 0 | 0 | 0 | 0 | 0 | 0 | 0 | 0 | 0 | 0 | 0 | 0 | 0 | 0 | 0 | 0
Renewable (Non-Emitting) | SOLAR | 1446970.2565 | 1446970.2565 | 1446970.2565 | 1446970.2565 | 1446970.2565 | 1443635.8897 | 1436967.1559 | 1426674.1103 | 1426674.1103 | 1426674.1103 | 1426674.1103 | 1426674.1103 | 1426674.1103 | 1426674.1103 | 1426674.1103 | 21528847.2104
Renewable (Non-Emitting) | WIND | 19729.053 | 19729.053 | 12909377.013 | 12909377.013 | 12909377.013 | 12909377.013 | 12909377.013 | 12909377.013 | 12909377.013 | 12909377.013 | 12909377.013 | 12909377.013 | 12909377.013 | 12909377.013 | 19748782.053 | 174700764.315
Total Generation (MWh) |  | 61553634.864 | 62169171.2126 | 62790862.9248 | 63418771.554 | 64052959.2696 | 64693488.8622 | 65340423.7509 | 65993827.9884 | 66653766.2683 | 67320303.9309 | 67993506.9703 | 68673442.04 | 69360176.4604 | 70053778.225 | 70754316.0072
Total Demand (MWh) |  | 61553634.864 | 62169171.2126 | 62790862.9248 | 63418771.554 | 64052959.2696 | 64693488.8622 | 65340423.7509 | 65993827.9884 | 66653766.2683 | 67320303.9309 | 67993506.9703 | 68673442.04 | 69360176.4604 | 70053778.225 | 70754316.0072
NOx Emissions (tons)
| TECHNOLOGY | 2021 | 2022 | 2023 | 2024 | 2025 | 2026 | 2027 | 2028 | 2029 | 2030 | 2031 | 2032 | 2033 | 2034 | 2035
| BIOMASS | 0 | 0 | 0 | 0 | 0 | 0 | 0 | 0 | 0 | 0 | 0 | 0 | 0 | 0 | 0
| COAL | 0 | 0 | 0 | 0 | 0 | 0 | 0 | 0 | 0 | 0 | 0 | 0 | 0 | 0 | 0
| GAS | 12313.7746 | 12549.5631 | 7850.1764 | 8090.7043 | 8333.6375 | 8580.2772 | 8830.6479 | 9084.885 | 9337.6822 | 9593.0074 | 9850.8859 | 10111.3431 | 10374.4049 | 10640.0973 | 8288.5311
| HYDRO | 0 | 0 | 0 | 0 | 0 | 0 | 0 | 0 | 0 | 0 | 0 | 0 | 0 | 0 | 0
| NUCLEAR | 0 | 0 | 0 | 0 | 0 | 0 | 0 | 0 | 0 | 0 | 0 | 0 | 0 | 0 | 0
| OIL | 0 | 0 | 0 | 0 | 0 | 0 | 0 | 0 | 0 | 0 | 0 | 0 | 0 | 0 | 0
| OTHF | 0 | 0 | 0 | 0 | 0 | 0 | 0 | 0 | 0 | 0 | 0 | 0 | 0 | 0 | 0
| SOLAR | 0 | 0 | 0 | 0 | 0 | 0 | 0 | 0 | 0 | 0 | 0 | 0 | 0 | 0 | 0
| WIND | 0 | 0 | 0 | 0 | 0 | 0 | 0 | 0 | 0 | 0 | 0 | 0 | 0 | 0 | 0
|  | 12313.7746 | 12549.5631 | 7850.1764 | 8090.7043 | 8333.6375 | 8580.2772 | 8830.6479 | 9084.885 | 9337.6822 | 9593.0074 | 9850.8859 | 10111.3431 | 10374.4049 | 10640.0973 | 8288.5311
SO2 Emissions (tons)
| TECHNOLOGY | 2021 | 2022 | 2023 | 2024 | 2025 | 2026 | 2027 | 2028 | 2029 | 2030 | 2031 | 2032 | 2033 | 2034 | 2035
| BIOMASS | 0 | 0 | 0 | 0 | 0 | 0 | 0 | 0 | 0 | 0 | 0 | 0 | 0 | 0 | 0
| COAL | 0 | 0 | 0 | 0 | 0 | 0 | 0 | 0 | 0 | 0 | 0 | 0 | 0 | 0 | 0
| GAS | 390.2531 | 397.7258 | 248.7909 | 256.4138 | 264.113 | 271.9296 | 279.8644 | 287.9218 | 295.9336 | 304.0254 | 312.1982 | 320.4527 | 328.7898 | 337.2102 | 262.6834
| HYDRO | 0 | 0 | 0 | 0 | 0 | 0 | 0 | 0 | 0 | 0 | 0 | 0 | 0 | 0 | 0
| NUCLEAR | 0 | 0 | 0 | 0 | 0 | 0 | 0 | 0 | 0 | 0 | 0 | 0 | 0 | 0 | 0
| OIL | 0 | 0 | 0 | 0 | 0 | 0 | 0 | 0 | 0 | 0 | 0 | 0 | 0 | 0 | 0
| OTHF | 0 | 0 | 0 | 0 | 0 | 0 | 0 | 0 | 0 | 0 | 0 | 0 | 0 | 0 | 0
| SOLAR | 0 | 0 | 0 | 0 | 0 | 0 | 0 | 0 | 0 | 0 | 0 | 0 | 0 | 0 | 0
| WIND | 0 | 0 | 0 | 0 | 0 | 0 | 0 | 0 | 0 | 0 | 0 | 0 | 0 | 0 | 0
|  | 390.2531 | 397.7258 | 248.7909 | 256.4138 | 264.113 | 271.9296 | 279.8644 | 287.9218 | 295.9336 | 304.0254 | 312.1982 | 320.4527 | 328.7898 | 337.2102 | 262.6834
CO2 Emissions (tons)
| TECHNOLOGY | 2021 | 2022 | 2023 | 2024 | 2025 | 2026 | 2027 | 2028 | 2029 | 2030 | 2031 | 2032 | 2033 | 2034 | 2035
| BIOMASS | 0 | 0 | 0 | 0 | 0 | 0 | 0 | 0 | 0 | 0 | 0 | 0 | 0 | 0 | 0
| COAL | 0 | 0 | 0 | 0 | 0 | 0 | 0 | 0 | 0 | 0 | 0 | 0 | 0 | 0 | 0
| GAS | 71948470.4579 | 73326165.3054 | 45867997.8889 | 47273384.4028 | 48692824.7819 | 50133922.5522 | 51596819.6579 | 53082308.4179 | 54559383.7683 | 56051229.8722 | 57557994.4371 | 59079826.6477 | 60616877.1805 | 62169298.2185 | 48429271.6399
| HYDRO | 0 | 0 | 0 | 0 | 0 | 0 | 0 | 0 | 0 | 0 | 0 | 0 | 0 | 0 | 0
| NUCLEAR | 0 | 0 | 0 | 0 | 0 | 0 | 0 | 0 | 0 | 0 | 0 | 0 | 0 | 0 | 0
| OIL | 0 | 0 | 0 | 0 | 0 | 0 | 0 | 0 | 0 | 0 | 0 | 0 | 0 | 0 | 0
| OTHF | 0 | 0 | 0 | 0 | 0 | 0 | 0 | 0 | 0 | 0 | 0 | 0 | 0 | 0 | 0
| SOLAR | 0 | 0 | 0 | 0 | 0 | 0 | 0 | 0 | 0 | 0 | 0 | 0 | 0 | 0 | 0
| WIND | 0 | 0 | 0 | 0 | 0 | 0 | 0 | 0 | 0 | 0 | 0 | 0 | 0 | 0 | 0
|  | 71948470.4579 | 73326165.3054 | 45867997.8889 | 47273384.4028 | 48692824.7819 | 50133922.5522 | 51596819.6579 | 53082308.4179 | 54559383.7683 | 56051229.8722 | 57557994.4371 | 59079826.6477 | 60616877.1805 | 62169298.2185 | 48429271.6399
CH4 Emissions (lbs)
| TECHNOLOGY | 2021 | 2022 | 2023 | 2024 | 2025 | 2026 | 2027 | 2028 | 2029 | 2030 | 2031 | 2032 | 2033 | 2034 | 2035
| BIOMASS | 0 | 0 | 0 | 0 | 0 | 0 | 0 | 0 | 0 | 0 | 0 | 0 | 0 | 0 | 0
| COAL | 0 | 0 | 0 | 0 | 0 | 0 | 0 | 0 | 0 | 0 | 0 | 0 | 0 | 0 | 0
| GAS | 2784966.4557 | 2838293.9818 | 1775448.9387 | 1829848.348 | 1884791.7515 | 1940573.4648 | 1997198.9822 | 2054698.9727 | 2111873.2987 | 2169619.3679 | 2227942.8978 | 2286849.6631 | 2346345.4959 | 2406436.2872 | 1874590.1912
| HYDRO | 0 | 0 | 0 | 0 | 0 | 0 | 0 | 0 | 0 | 0 | 0 | 0 | 0 | 0 | 0
| NUCLEAR | 0 | 0 | 0 | 0 | 0 | 0 | 0 | 0 | 0 | 0 | 0 | 0 | 0 | 0 | 0
| OIL | 0 | 0 | 0 | 0 | 0 | 0 | 0 | 0 | 0 | 0 | 0 | 0 | 0 | 0 | 0
| OTHF | 0 | 0 | 0 | 0 | 0 | 0 | 0 | 0 | 0 | 0 | 0 | 0 | 0 | 0 | 0
| SOLAR | 0 | 0 | 0 | 0 | 0 | 0 | 0 | 0 | 0 | 0 | 0 | 0 | 0 | 0 | 0
| WIND | 0 | 0 | 0 | 0 | 0 | 0 | 0 | 0 | 0 | 0 | 0 | 0 | 0 | 0 | 0
|  | 2784966.4557 | 2838293.9818 | 1775448.9387 | 1829848.348 | 1884791.7515 | 1940573.4648 | 1997198.9822 | 2054698.9727 | 2111873.2987 | 2169619.3679 | 2227942.8978 | 2286849.6631 | 2346345.4959 | 2406436.2872 | 1874590.1912
Shares (%)
| FUELCODE (NEW) | 2021 | 2022 | 2023 | 2024 | 2025 | 2026 | 2027 | 2028 | 2029 | 2030 | 2031 | 2032 | 2033 | 2034 | 2035 | Overall
| BIOMASS | [15 empty] | 0% | bar: Shares (%) 2021 to Shares (%) 2035
| COAL | [15 empty] | 0% | bar: Shares (%) 2021 to Shares (%) 2035
| GAS | 52.22% | 52.7% | 32.64% | 33.3% | 33.96% | 34.62% | 35.28% | 35.94% | 36.57% | 37.2% | 37.82% | 38.44% | 39.05% | 39.65% | 30.58% | 37.9%
| HYDRO | 0.02961% | 0.02931% | 0.02902% | 0.02874% | 0.02845% | 0.02817% | 0.02789% | 0.02762% | 0.02734% | 0.02707% | 0.0268% | 0.02654% | 0.02628% | 0.02602% | 0.02576% | 0.02759%
| NUCLEAR | 45.36% | 44.91% | 44.47% | 44.03% | 43.59% | 43.16% | 42.73% | 42.31% | 41.89% | 41.48% | 41.07% | 40.66% | 40.26% | 39.86% | 39.46% | 42.27%
| OIL | [15 empty] | 0% | bar: Shares (%) 2021 to Shares (%) 2035
| OTHF | [15 empty] | 0% | bar: Shares (%) 2021 to Shares (%) 2035
| SOLAR | 2.351% | 2.327% | 2.304% | 2.282% | 2.259% | 2.232% | 2.199% | 2.162% | 2.14% | 2.119% | 2.098% | 2.077% | 2.057% | 2.037% | 2.016% | 2.173%
| WIND | 0.03205% | 0.03173% | 20.56% | 20.36% | 20.15% | 19.95% | 19.76% | 19.56% | 19.37% | 19.18% | 18.99% | 18.8% | 18.61% | 18.43% | 27.91% | 17.63%
Unit Costs ($/MWh)
| TECHNOLOGY | 2021 | 2022 | 2023 | 2024 | 2025 | 2026 | 2027 | 2028 | 2029 | 2030 | 2031 | 2032 | 2033 | 2034 | 2035
| BIOMASS | 20 | 21 | 22.05 | 23.1525 | 24.3101 | 25.5256 | 26.8019 | 28.142 | 29.5491 | 31.0266 | 32.5779 | 34.2068 | 35.9171 | 37.713 | 39.5986
| COAL | 20 | 21 | 22.05 | 23.1525 | 24.3101 | 25.5256 | 26.8019 | 28.142 | 29.5491 | 31.0266 | 32.5779 | 34.2068 | 35.9171 | 37.713 | 39.5986
| GAS | 2 | 2.1 | 2.205 | 2.3153 | 2.431 | 2.5526 | 2.6802 | 2.8142 | 2.9549 | 3.1027 | 3.2578 | 3.4207 | 3.5917 | 3.7713 | 3.9599
| HYDRO | 1 | 1.05 | 1.1025 | 1.1576 | 1.2155 | 1.2763 | 1.3401 | 1.4071 | 1.4775 | 1.5513 | 1.6289 | 1.7103 | 1.7959 | 1.8856 | 1.9799
| NUCLEAR | 1 | 1.05 | 1.1025 | 1.1576 | 1.2155 | 1.2763 | 1.3401 | 1.4071 | 1.4775 | 1.5513 | 1.6289 | 1.7103 | 1.7959 | 1.8856 | 1.9799
| OIL | 25 | 26.25 | 27.5625 | 28.9406 | 30.3877 | 31.907 | 33.5024 | 35.1775 | 36.9364 | 38.7832 | 40.7224 | 42.7585 | 44.8964 | 47.1412 | 49.4983
| OTHF | 10 | 10.5 | 11.025 | 11.5763 | 12.1551 | 12.7628 | 13.401 | 14.071 | 14.7746 | 15.5133 | 16.2889 | 17.1034 | 17.9586 | 18.8565 | 19.7993
| SOLAR | 1 | 1.05 | 1.1025 | 1.1576 | 1.2155 | 1.2763 | 1.3401 | 1.4071 | 1.4775 | 1.5513 | 1.6289 | 1.7103 | 1.7959 | 1.8856 | 1.9799
| WIND | 0 | 0 | 0 | 0 | 0 | 0 | 0 | 0 | 0 | 0 | 0 | 0 | 0 | 0 | 0
Proposed Expansions (MW)
| TECHNOLOGY | 2021 | 2022 | 2023 | 2024 | 2025 | 2026 | 2027 | 2028 | 2029 | 2030 | 2031 | 2032 | 2033 | 2034 | 2035
| BIOMASS | 0 | 0 | 0 | 0 | 0 | 0 | 0 | 0 | 0 | 0 | 0 | 0 | 0 | 0 | 0
| COAL | 0 | 0 | 0 | 0 | 0 | 0 | 0 | 0 | 0 | 0 | 0 | 0 | 0 | 0 | 0
| GAS | 0 | 0 | 0 | 0 | 0 | 0 | 0 | 0 | 0 | 0 | 0 | 0 | 0 | 0 | 0
| HYDRO | 0 | 0 | 0 | 0 | 0 | 0 | 0 | 0 | 0 | 0 | 0 | 0 | 0 | 0 | 0
| NUCLEAR | 0 | 0 | 0 | 0 | 0 | 0 | 0 | 0 | 0 | 0 | 0 | 0 | 0 | 0 | 0
| OIL | 0 | 0 | 0 | 0 | 0 | 0 | 0 | 0 | 0 | 0 | 0 | 0 | 0 | 0 | 0
| OTHF | 0 | 0 | 0 | 0 | 0 | 0 | 0 | 0 | 0 | 0 | 0 | 0 | 0 | 0 | 0
| SOLAR | 0 | 0 | 0 | 0 | 0 | 0 | 0 | 0 | 0 | 0 | 0 | 0 | 0 | 0 | 0
| WIND | 0 | 0 | 4900 | 0 | 0 | 0 | 0 | 0 | 0 | 0 | 0 | 0 | 0 | 0 | 2600
Retirement Year
| FUELCODE (NEW) | 2021 | 2022 | 2023 | 2024 | 2025 | 2026 | 2027 | 2028 | 2029 | 2030 | 2031 | 2032 | 2033 | 2034 | 2035
| BIOMASS | 3.5 | 0 | 0 | 0 | 0 | 0 | 0 | 0 | 0 | 0 | 0 | 0 | 0 | 0 | 0
| COAL | 0 | 0 | 0 | 285 | 0 | 0 | 0 | 0 | 0 | 0 | 0 | 0 | 0 | 0 | 0
| GAS | 89.5 | 385.8 | 0 | 0 | 0 | 0 | 0 | 0 | 0 | 0 | 0 | 0 | 0 | 0 | 0
| HYDRO | 0 | 0 | 0 | 0 | 0 | 0 | 0 | 0 | 0 | 0 | 0 | 0 | 0 | 0 | 0
| NUCLEAR | 0 | 0 | 0 | 0 | 0 | 0 | 0 | 0 | 0 | 0 | 0 | 0 | 0 | 0 | 0
| OIL | 0 | 0 | 0 | 0 | 0 | 0 | 0 | 0 | 0 | 0 | 0 | 0 | 0 | 0 | 0
| OTHF | 0 | 0 | 0 | 0 | 0 | 0 | 0 | 0 | 0 | 0 | 0 | 0 | 0 | 0 | 0
| SOLAR | 0 | 0 | 0 | 0 | 0 | 2.3 | 4.6 | 7.1 | 0 | 0 | 0 | 0 | 0 | 0 | 0
| WIND | 0 | 0 | 0 | 0 | 0 | 0 | 0 | 0 | 0 | 0 | 0 | 0 | 0 | 0 | 0
Capacity (MW)
| TECHNOLOGY | 2021 | 2022 | 2023 | 2024 | 2025 | 2026 | 2027 | 2028 | 2029 | 2030 | 2031 | 2032 | 2033 | 2034 | 2035 | Capacity Factor
| BIOMASS | 220.1 | 220.1 | 220.1 | 220.1 | 220.1 | 220.1 | 220.1 | 220.1 | 220.1 | 220.1 | 220.1 | 220.1 | 220.1 | 220.1 | 220.1 | 0.70085
| COAL | 527.3 | 527.3 | 527.3 | 242.3 | 242.3 | 242.3 | 242.3 | 242.3 | 242.3 | 242.3 | 242.3 | 242.3 | 242.3 | 242.3 | 242.3 | 0.23148
| GAS | 12596.5 | 12210.7 | 12210.7 | 12210.7 | 12210.7 | 12210.7 | 12210.7 | 12210.7 | 12210.7 | 12210.7 | 12210.7 | 12210.7 | 12210.7 | 12210.7 | 12210.7 | 0.45909
| HYDRO | 12.3 | 12.3 | 12.3 | 12.3 | 12.3 | 12.3 | 12.3 | 12.3 | 12.3 | 12.3 | 12.3 | 12.3 | 12.3 | 12.3 | 12.3 | 0.16914
| NUCLEAR | 3630.7 | 3630.7 | 3630.7 | 3630.7 | 3630.7 | 3630.7 | 3630.7 | 3630.7 | 3630.7 | 3630.7 | 3630.7 | 3630.7 | 3630.7 | 3630.7 | 3630.7 | 0.87795
| OIL | 130.9 | 130.9 | 130.9 | 130.9 | 130.9 | 130.9 | 130.9 | 130.9 | 130.9 | 130.9 | 130.9 | 130.9 | 130.9 | 130.9 | 130.9 | 0.10026
| OTHF | 11.2 | 11.2 | 11.2 | 11.2 | 11.2 | 11.2 | 11.2 | 11.2 | 11.2 | 11.2 | 11.2 | 11.2 | 11.2 | 11.2 | 11.2 | 0.25293
| SOLAR | 998.1 | 998.1 | 998.1 | 998.1 | 998.1 | 995.8 | 991.2 | 984.1 | 984.1 | 984.1 | 984.1 | 984.1 | 984.1 | 984.1 | 984.1 | 0.16549
| WIND | 7.5 | 7.5 | 4907.5 | 4907.5 | 4907.5 | 4907.5 | 4907.5 | 4907.5 | 4907.5 | 4907.5 | 4907.5 | 4907.5 | 4907.5 | 4907.5 | 7507.5 | 0.30029
Max Generation (MWh)
| FUELCODE (NEW) | 2021 | 2022 | 2023 | 2024 | 2025 | 2026 | 2027 | 2028 | 2029 | 2030 | 2031 | 2032 | 2033 | 2034 | 2035
| BIOMASS | 1351283.7265 | 1351283.7265 | 1351283.7265 | 1351283.7265 | 1351283.7265 | 1351283.7265 | 1351283.7265 | 1351283.7265 | 1351283.7265 | 1351283.7265 | 1351283.7265 | 1351283.7265 | 1351283.7265 | 1351283.7265 | 1351283.7265
| COAL | 1069226.22 | 1069226.22 | 1069226.22 | 491320.9048 | 491320.9048 | 491320.9048 | 491320.9048 | 491320.9048 | 491320.9048 | 491320.9048 | 491320.9048 | 491320.9048 | 491320.9048 | 491320.9048 | 491320.9048
| GAS | 50658590.2624 | 49107041.4891 | 49107041.4891 | 49107041.4891 | 49107041.4891 | 49107041.4891 | 49107041.4891 | 49107041.4891 | 49107041.4891 | 49107041.4891 | 49107041.4891 | 49107041.4891 | 49107041.4891 | 49107041.4891 | 49107041.4891
| HYDRO | 18224.4967 | 18224.4967 | 18224.4967 | 18224.4967 | 18224.4967 | 18224.4967 | 18224.4967 | 18224.4967 | 18224.4967 | 18224.4967 | 18224.4967 | 18224.4967 | 18224.4967 | 18224.4967 | 18224.4967
| NUCLEAR | 27923059.3 | 27923059.3 | 27923059.3 | 27923059.3 | 27923059.3 | 27923059.3 | 27923059.3 | 27923059.3 | 27923059.3 | 27923059.3 | 27923059.3 | 27923059.3 | 27923059.3 | 27923059.3 | 27923059.3
| OIL | 114965.6239 | 114965.6239 | 114965.6239 | 114965.6239 | 114965.6239 | 114965.6239 | 114965.6239 | 114965.6239 | 114965.6239 | 114965.6239 | 114965.6239 | 114965.6239 | 114965.6239 | 114965.6239 | 114965.6239
| OTHF | 24815.4682 | 24815.4682 | 24815.4682 | 24815.4682 | 24815.4682 | 24815.4682 | 24815.4682 | 24815.4682 | 24815.4682 | 24815.4682 | 24815.4682 | 24815.4682 | 24815.4682 | 24815.4682 | 24815.4682
| SOLAR | 1446970.2565 | 1446970.2565 | 1446970.2565 | 1446970.2565 | 1446970.2565 | 1443635.8897 | 1436967.1559 | 1426674.1103 | 1426674.1103 | 1426674.1103 | 1426674.1103 | 1426674.1103 | 1426674.1103 | 1426674.1103 | 1426674.1103
| WIND | 19729.053 | 19729.053 | 12909377.013 | 12909377.013 | 12909377.013 | 12909377.013 | 12909377.013 | 12909377.013 | 12909377.013 | 12909377.013 | 12909377.013 | 12909377.013 | 12909377.013 | 12909377.013 | 19748782.053
| Totals | 82626864.4073 | 81075315.6339 | 93964963.5939 | 93387058.2787 | 93387058.2787 | 93383723.9118 | 93377055.1781 | 93366762.1325 | 93366762.1325 | 93366762.1325 | 93366762.1325 | 93366762.1325 | 93366762.1325 | 93366762.1325 | 100206167.1725

## Baseline Results
Baseline Projection (MWh)
Class | TECHNOLOGY | 2021 | 2022 | 2023 | 2024 | 2025 | 2026 | 2027 | 2028 | 2029 | 2030 | 2031 | 2032 | 2033 | 2034 | 2035
Renewable (Emitting) | BIOMASS | 0 | 0 | 0 | 0 | 0 | 0 | 0 | 0 | 0 | 0 | 0 | 0 | 0 | 0 | 0 | 0 | Dispatch Plan Costs | 2241660725.7
Fossil Fuel | COAL | 0 | 0 | 0 | 0 | 0 | 0 | 0 | 0 | 0 | 0 | 0 | 0 | 0 | 0 | 0 | 0
Fossil Fuel | GAS | 32145651.7578 | 32761188.1064 | 33382879.8185 | 34010788.4478 | 34644976.1633 | 35288840.1229 | 35942443.7453 | 36606141.0284 | 37266079.3083 | 37932616.971 | 38605820.0103 | 39285755.08 | 39972489.5004 | 40666091.265 | 41366629.0472 | 549878390.3726
Renewable (Non-Emitting) | HYDRO | 18224.4967 | 18224.4967 | 18224.4967 | 18224.4967 | 18224.4967 | 18224.4967 | 18224.4967 | 18224.4967 | 18224.4967 | 18224.4967 | 18224.4967 | 18224.4967 | 18224.4967 | 18224.4967 | 18224.4967 | 273367.4508
Nuclear | NUCLEAR | 27923059.3 | 27923059.3 | 27923059.3 | 27923059.3 | 27923059.3 | 27923059.3 | 27923059.3 | 27923059.3 | 27923059.3 | 27923059.3 | 27923059.3 | 27923059.3 | 27923059.3 | 27923059.3 | 27923059.3 | 418845889.4997
Fossil Fuel | OIL | 0 | 0 | 0 | 0 | 0 | 0 | 0 | 0 | 0 | 0 | 0 | 0 | 0 | 0 | 0 | 0
Fossil Fuel | OTHF | 0 | 0 | 0 | 0 | 0 | 0 | 0 | 0 | 0 | 0 | 0 | 0 | 0 | 0 | 0 | 0
Renewable (Non-Emitting) | SOLAR | 1446970.2565 | 1446970.2565 | 1446970.2565 | 1446970.2565 | 1446970.2565 | 1443635.8897 | 1436967.1559 | 1426674.1103 | 1426674.1103 | 1426674.1103 | 1426674.1103 | 1426674.1103 | 1426674.1103 | 1426674.1103 | 1426674.1103 | 21528847.2104
Renewable (Non-Emitting) | WIND | 19729.053 | 19729.053 | 19729.053 | 19729.053 | 19729.053 | 19729.053 | 19729.053 | 19729.053 | 19729.053 | 19729.053 | 19729.053 | 19729.053 | 19729.053 | 19729.053 | 19729.053 | 295935.795
Total Generation (MWh) |  | 61553634.864 | 62169171.2126 | 62790862.9248 | 63418771.554 | 64052959.2696 | 64693488.8622 | 65340423.7509 | 65993827.9884 | 66653766.2683 | 67320303.9309 | 67993506.9703 | 68673442.04 | 69360176.4604 | 70053778.225 | 70754316.0072
Total Demand (MWh) |  | 61553634.864 | 62169171.2126 | 62790862.9248 | 63418771.554 | 64052959.2696 | 64693488.8622 | 65340423.7509 | 65993827.9884 | 66653766.2683 | 67320303.9309 | 67993506.9703 | 68673442.04 | 69360176.4604 | 70053778.225 | 70754316.0072
NOx Emissions (tons)
| TECHNOLOGY | 2021 | 2022 | 2023 | 2024 | 2025 | 2026 | 2027 | 2028 | 2029 | 2030 | 2031 | 2032 | 2033 | 2034 | 2035
| BIOMASS | 0 | 0 | 0 | 0 | 0 | 0 | 0 | 0 | 0 | 0 | 0 | 0 | 0 | 0 | 0
| COAL | 0 | 0 | 0 | 0 | 0 | 0 | 0 | 0 | 0 | 0 | 0 | 0 | 0 | 0 | 0
| GAS | 12313.7746 | 12549.5631 | 12787.7095 | 13028.2374 | 13271.1706 | 13517.8103 | 13768.181 | 14022.4181 | 14275.2153 | 14530.5405 | 14788.419 | 15048.8762 | 15311.938 | 15577.6304 | 15845.9797
| HYDRO | 0 | 0 | 0 | 0 | 0 | 0 | 0 | 0 | 0 | 0 | 0 | 0 | 0 | 0 | 0
| NUCLEAR | 0 | 0 | 0 | 0 | 0 | 0 | 0 | 0 | 0 | 0 | 0 | 0 | 0 | 0 | 0
| OIL | 0 | 0 | 0 | 0 | 0 | 0 | 0 | 0 | 0 | 0 | 0 | 0 | 0 | 0 | 0
| OTHF | 0 | 0 | 0 | 0 | 0 | 0 | 0 | 0 | 0 | 0 | 0 | 0 | 0 | 0 | 0
| SOLAR | 0 | 0 | 0 | 0 | 0 | 0 | 0 | 0 | 0 | 0 | 0 | 0 | 0 | 0 | 0
| WIND | 0 | 0 | 0 | 0 | 0 | 0 | 0 | 0 | 0 | 0 | 0 | 0 | 0 | 0 | 0
|  | 12313.7746 | 12549.5631 | 12787.7095 | 13028.2374 | 13271.1706 | 13517.8103 | 13768.181 | 14022.4181 | 14275.2153 | 14530.5405 | 14788.419 | 15048.8762 | 15311.938 | 15577.6304 | 15845.9797
SO2 Emissions (tons)
| TECHNOLOGY | 2021 | 2022 | 2023 | 2024 | 2025 | 2026 | 2027 | 2028 | 2029 | 2030 | 2031 | 2032 | 2033 | 2034 | 2035
| BIOMASS | 0 | 0 | 0 | 0 | 0 | 0 | 0 | 0 | 0 | 0 | 0 | 0 | 0 | 0 | 0
| COAL | 0 | 0 | 0 | 0 | 0 | 0 | 0 | 0 | 0 | 0 | 0 | 0 | 0 | 0 | 0
| GAS | 390.2531 | 397.7258 | 405.2732 | 412.8961 | 420.5953 | 428.4119 | 436.3467 | 444.4041 | 452.4158 | 460.5077 | 468.6805 | 476.935 | 485.2721 | 493.6925 | 502.1971
| HYDRO | 0 | 0 | 0 | 0 | 0 | 0 | 0 | 0 | 0 | 0 | 0 | 0 | 0 | 0 | 0
| NUCLEAR | 0 | 0 | 0 | 0 | 0 | 0 | 0 | 0 | 0 | 0 | 0 | 0 | 0 | 0 | 0
| OIL | 0 | 0 | 0 | 0 | 0 | 0 | 0 | 0 | 0 | 0 | 0 | 0 | 0 | 0 | 0
| OTHF | 0 | 0 | 0 | 0 | 0 | 0 | 0 | 0 | 0 | 0 | 0 | 0 | 0 | 0 | 0
| SOLAR | 0 | 0 | 0 | 0 | 0 | 0 | 0 | 0 | 0 | 0 | 0 | 0 | 0 | 0 | 0
| WIND | 0 | 0 | 0 | 0 | 0 | 0 | 0 | 0 | 0 | 0 | 0 | 0 | 0 | 0 | 0
|  | 390.2531 | 397.7258 | 405.2732 | 412.8961 | 420.5953 | 428.4119 | 436.3467 | 444.4041 | 452.4158 | 460.5077 | 468.6805 | 476.935 | 485.2721 | 493.6925 | 502.1971
CO2 Emissions (tons)
| TECHNOLOGY | 2021 | 2022 | 2023 | 2024 | 2025 | 2026 | 2027 | 2028 | 2029 | 2030 | 2031 | 2032 | 2033 | 2034 | 2035
| BIOMASS | 0 | 0 | 0 | 0 | 0 | 0 | 0 | 0 | 0 | 0 | 0 | 0 | 0 | 0 | 0
| COAL | 0 | 0 | 0 | 0 | 0 | 0 | 0 | 0 | 0 | 0 | 0 | 0 | 0 | 0 | 0
| GAS | 71948470.4579 | 73326165.3054 | 74717637.1014 | 76123023.6153 | 77542463.9944 | 78983561.7648 | 80446458.8705 | 81931947.6304 | 83409022.9808 | 84900869.0847 | 86407633.6497 | 87929465.8603 | 89466516.393 | 91018937.431 | 92586882.6795
| HYDRO | 0 | 0 | 0 | 0 | 0 | 0 | 0 | 0 | 0 | 0 | 0 | 0 | 0 | 0 | 0
| NUCLEAR | 0 | 0 | 0 | 0 | 0 | 0 | 0 | 0 | 0 | 0 | 0 | 0 | 0 | 0 | 0
| OIL | 0 | 0 | 0 | 0 | 0 | 0 | 0 | 0 | 0 | 0 | 0 | 0 | 0 | 0 | 0
| OTHF | 0 | 0 | 0 | 0 | 0 | 0 | 0 | 0 | 0 | 0 | 0 | 0 | 0 | 0 | 0
| SOLAR | 0 | 0 | 0 | 0 | 0 | 0 | 0 | 0 | 0 | 0 | 0 | 0 | 0 | 0 | 0
| WIND | 0 | 0 | 0 | 0 | 0 | 0 | 0 | 0 | 0 | 0 | 0 | 0 | 0 | 0 | 0
|  | 71948470.4579 | 73326165.3054 | 74717637.1014 | 76123023.6153 | 77542463.9944 | 78983561.7648 | 80446458.8705 | 81931947.6304 | 83409022.9808 | 84900869.0847 | 86407633.6497 | 87929465.8603 | 89466516.393 | 91018937.431 | 92586882.6795
CH4 Emissions (lbs)
| TECHNOLOGY | 2021 | 2022 | 2023 | 2024 | 2025 | 2026 | 2027 | 2028 | 2029 | 2030 | 2031 | 2032 | 2033 | 2034 | 2035
| BIOMASS | 0 | 0 | 0 | 0 | 0 | 0 | 0 | 0 | 0 | 0 | 0 | 0 | 0 | 0 | 0
| COAL | 0 | 0 | 0 | 0 | 0 | 0 | 0 | 0 | 0 | 0 | 0 | 0 | 0 | 0 | 0
| GAS | 2784966.4557 | 2838293.9818 | 2892154.7832 | 2946554.1926 | 3001497.5961 | 3057279.3093 | 3113904.8268 | 3171404.8172 | 3228579.1432 | 3286325.2125 | 3344648.7424 | 3403555.5076 | 3463051.3405 | 3523142.1317 | 3583833.8308
| HYDRO | 0 | 0 | 0 | 0 | 0 | 0 | 0 | 0 | 0 | 0 | 0 | 0 | 0 | 0 | 0
| NUCLEAR | 0 | 0 | 0 | 0 | 0 | 0 | 0 | 0 | 0 | 0 | 0 | 0 | 0 | 0 | 0
| OIL | 0 | 0 | 0 | 0 | 0 | 0 | 0 | 0 | 0 | 0 | 0 | 0 | 0 | 0 | 0
| OTHF | 0 | 0 | 0 | 0 | 0 | 0 | 0 | 0 | 0 | 0 | 0 | 0 | 0 | 0 | 0
| SOLAR | 0 | 0 | 0 | 0 | 0 | 0 | 0 | 0 | 0 | 0 | 0 | 0 | 0 | 0 | 0
| WIND | 0 | 0 | 0 | 0 | 0 | 0 | 0 | 0 | 0 | 0 | 0 | 0 | 0 | 0 | 0
|  | 2784966.4557 | 2838293.9818 | 2892154.7832 | 2946554.1926 | 3001497.5961 | 3057279.3093 | 3113904.8268 | 3171404.8172 | 3228579.1432 | 3286325.2125 | 3344648.7424 | 3403555.5076 | 3463051.3405 | 3523142.1317 | 3583833.8308
Shares (%)
| FUELCODE (NEW) | 2021 | 2022 | 2023 | 2024 | 2025 | 2026 | 2027 | 2028 | 2029 | 2030 | 2031 | 2032 | 2033 | 2034 | 2035 | Overall
| BIOMASS | [15 empty] | 0% | bar: Shares (%) 2021 to Shares (%) 2035
| COAL | [15 empty] | 0% | bar: Shares (%) 2021 to Shares (%) 2035
| GAS | 52.22% | 52.7% | 53.17% | 53.63% | 54.09% | 54.55% | 55.01% | 55.47% | 55.91% | 56.35% | 56.78% | 57.21% | 57.63% | 58.05% | 58.47% | 55.5%
| HYDRO | 0.02961% | 0.02931% | 0.02902% | 0.02874% | 0.02845% | 0.02817% | 0.02789% | 0.02762% | 0.02734% | 0.02707% | 0.0268% | 0.02654% | 0.02628% | 0.02602% | 0.02576% | 0.02759%
| NUCLEAR | 45.36% | 44.91% | 44.47% | 44.03% | 43.59% | 43.16% | 42.73% | 42.31% | 41.89% | 41.48% | 41.07% | 40.66% | 40.26% | 39.86% | 39.46% | 42.27%
| OIL | [15 empty] | 0% | bar: Shares (%) 2021 to Shares (%) 2035
| OTHF | [15 empty] | 0% | bar: Shares (%) 2021 to Shares (%) 2035
| SOLAR | 2.351% | 2.327% | 2.304% | 2.282% | 2.259% | 2.232% | 2.199% | 2.162% | 2.14% | 2.119% | 2.098% | 2.077% | 2.057% | 2.037% | 2.016% | 2.173%
| WIND | 0.03205% | 0.03173% | 0.03142% | 0.03111% | 0.0308% | 0.0305% | 0.03019% | 0.0299% | 0.0296% | 0.02931% | 0.02902% | 0.02873% | 0.02844% | 0.02816% | 0.02788% | 0.02987%
Unit Costs ($/MWh)
| TECHNOLOGY | 2021 | 2022 | 2023 | 2024 | 2025 | 2026 | 2027 | 2028 | 2029 | 2030 | 2031 | 2032 | 2033 | 2034 | 2035
| BIOMASS | 20 | 21 | 22.05 | 23.1525 | 24.3101 | 25.5256 | 26.8019 | 28.142 | 29.5491 | 31.0266 | 32.5779 | 34.2068 | 35.9171 | 37.713 | 39.5986
| COAL | 20 | 21 | 22.05 | 23.1525 | 24.3101 | 25.5256 | 26.8019 | 28.142 | 29.5491 | 31.0266 | 32.5779 | 34.2068 | 35.9171 | 37.713 | 39.5986
| GAS | 2 | 2.1 | 2.205 | 2.3153 | 2.431 | 2.5526 | 2.6802 | 2.8142 | 2.9549 | 3.1027 | 3.2578 | 3.4207 | 3.5917 | 3.7713 | 3.9599
| HYDRO | 1 | 1.05 | 1.1025 | 1.1576 | 1.2155 | 1.2763 | 1.3401 | 1.4071 | 1.4775 | 1.5513 | 1.6289 | 1.7103 | 1.7959 | 1.8856 | 1.9799
| NUCLEAR | 1 | 1.05 | 1.1025 | 1.1576 | 1.2155 | 1.2763 | 1.3401 | 1.4071 | 1.4775 | 1.5513 | 1.6289 | 1.7103 | 1.7959 | 1.8856 | 1.9799
| OIL | 25 | 26.25 | 27.5625 | 28.9406 | 30.3877 | 31.907 | 33.5024 | 35.1775 | 36.9364 | 38.7832 | 40.7224 | 42.7585 | 44.8964 | 47.1412 | 49.4983
| OTHF | 10 | 10.5 | 11.025 | 11.5763 | 12.1551 | 12.7628 | 13.401 | 14.071 | 14.7746 | 15.5133 | 16.2889 | 17.1034 | 17.9586 | 18.8565 | 19.7993
| SOLAR | 1 | 1.05 | 1.1025 | 1.1576 | 1.2155 | 1.2763 | 1.3401 | 1.4071 | 1.4775 | 1.5513 | 1.6289 | 1.7103 | 1.7959 | 1.8856 | 1.9799
| WIND | 0 | 0 | 0 | 0 | 0 | 0 | 0 | 0 | 0 | 0 | 0 | 0 | 0 | 0 | 0
Proposed Expansions (MW)
| TECHNOLOGY | 2021 | 2022 | 2023 | 2024 | 2025 | 2026 | 2027 | 2028 | 2029 | 2030 | 2031 | 2032 | 2033 | 2034 | 2035
| BIOMASS | 0 | 0 | 0 | 0 | 0 | 0 | 0 | 0 | 0 | 0 | 0 | 0 | 0 | 0 | 0
| COAL | 0 | 0 | 0 | 0 | 0 | 0 | 0 | 0 | 0 | 0 | 0 | 0 | 0 | 0 | 0
| GAS | 0 | 0 | 0 | 0 | 0 | 0 | 0 | 0 | 0 | 0 | 0 | 0 | 0 | 0 | 0
| HYDRO | 0 | 0 | 0 | 0 | 0 | 0 | 0 | 0 | 0 | 0 | 0 | 0 | 0 | 0 | 0
| NUCLEAR | 0 | 0 | 0 | 0 | 0 | 0 | 0 | 0 | 0 | 0 | 0 | 0 | 0 | 0 | 0
| OIL | 0 | 0 | 0 | 0 | 0 | 0 | 0 | 0 | 0 | 0 | 0 | 0 | 0 | 0 | 0
| OTHF | 0 | 0 | 0 | 0 | 0 | 0 | 0 | 0 | 0 | 0 | 0 | 0 | 0 | 0 | 0
| SOLAR | 0 | 0 | 0 | 0 | 0 | 0 | 0 | 0 | 0 | 0 | 0 | 0 | 0 | 0 | 0
| WIND | 0 | 0 | 0 | 0 | 0 | 0 | 0 | 0 | 0 | 0 | 0 | 0 | 0 | 0 | 0
Retirement Year
| FUELCODE (NEW) | 2021 | 2022 | 2023 | 2024 | 2025 | 2026 | 2027 | 2028 | 2029 | 2030 | 2031 | 2032 | 2033 | 2034 | 2035
| BIOMASS | 3.5 | 0 | 0 | 0 | 0 | 0 | 0 | 0 | 0 | 0 | 0 | 0 | 0 | 0 | 0
| COAL | 0 | 0 | 0 | 285 | 0 | 0 | 0 | 0 | 0 | 0 | 0 | 0 | 0 | 0 | 0
| GAS | 89.5 | 385.8 | 0 | 0 | 0 | 0 | 0 | 0 | 0 | 0 | 0 | 0 | 0 | 0 | 0
| HYDRO | 0 | 0 | 0 | 0 | 0 | 0 | 0 | 0 | 0 | 0 | 0 | 0 | 0 | 0 | 0
| NUCLEAR | 0 | 0 | 0 | 0 | 0 | 0 | 0 | 0 | 0 | 0 | 0 | 0 | 0 | 0 | 0
| OIL | 0 | 0 | 0 | 0 | 0 | 0 | 0 | 0 | 0 | 0 | 0 | 0 | 0 | 0 | 0
| OTHF | 0 | 0 | 0 | 0 | 0 | 0 | 0 | 0 | 0 | 0 | 0 | 0 | 0 | 0 | 0
| SOLAR | 0 | 0 | 0 | 0 | 0 | 2.3 | 4.6 | 7.1 | 0 | 0 | 0 | 0 | 0 | 0 | 0
| WIND | 0 | 0 | 0 | 0 | 0 | 0 | 0 | 0 | 0 | 0 | 0 | 0 | 0 | 0 | 0
Capacity (MW)
| TECHNOLOGY | 2021 | 2022 | 2023 | 2024 | 2025 | 2026 | 2027 | 2028 | 2029 | 2030 | 2031 | 2032 | 2033 | 2034 | 2035 | Capacity Factor
| BIOMASS | 220.1 | 220.1 | 220.1 | 220.1 | 220.1 | 220.1 | 220.1 | 220.1 | 220.1 | 220.1 | 220.1 | 220.1 | 220.1 | 220.1 | 220.1 | 0.70085
| COAL | 527.3 | 527.3 | 527.3 | 242.3 | 242.3 | 242.3 | 242.3 | 242.3 | 242.3 | 242.3 | 242.3 | 242.3 | 242.3 | 242.3 | 242.3 | 0.23148
| GAS | 12596.5 | 12210.7 | 12210.7 | 12210.7 | 12210.7 | 12210.7 | 12210.7 | 12210.7 | 12210.7 | 12210.7 | 12210.7 | 12210.7 | 12210.7 | 12210.7 | 12210.7 | 0.45909
| HYDRO | 12.3 | 12.3 | 12.3 | 12.3 | 12.3 | 12.3 | 12.3 | 12.3 | 12.3 | 12.3 | 12.3 | 12.3 | 12.3 | 12.3 | 12.3 | 0.16914
| NUCLEAR | 3630.7 | 3630.7 | 3630.7 | 3630.7 | 3630.7 | 3630.7 | 3630.7 | 3630.7 | 3630.7 | 3630.7 | 3630.7 | 3630.7 | 3630.7 | 3630.7 | 3630.7 | 0.87795
| OIL | 130.9 | 130.9 | 130.9 | 130.9 | 130.9 | 130.9 | 130.9 | 130.9 | 130.9 | 130.9 | 130.9 | 130.9 | 130.9 | 130.9 | 130.9 | 0.10026
| OTHF | 11.2 | 11.2 | 11.2 | 11.2 | 11.2 | 11.2 | 11.2 | 11.2 | 11.2 | 11.2 | 11.2 | 11.2 | 11.2 | 11.2 | 11.2 | 0.25293
| SOLAR | 998.1 | 998.1 | 998.1 | 998.1 | 998.1 | 995.8 | 991.2 | 984.1 | 984.1 | 984.1 | 984.1 | 984.1 | 984.1 | 984.1 | 984.1 | 0.16549
| WIND | 7.5 | 7.5 | 7.5 | 7.5 | 7.5 | 7.5 | 7.5 | 7.5 | 7.5 | 7.5 | 7.5 | 7.5 | 7.5 | 7.5 | 7.5 | 0.30029
Max Generation (MWh)
| FUELCODE (NEW) | 2021 | 2022 | 2023 | 2024 | 2025 | 2026 | 2027 | 2028 | 2029 | 2030 | 2031 | 2032 | 2033 | 2034 | 2035
| BIOMASS | 1351283.7265 | 1351283.7265 | 1351283.7265 | 1351283.7265 | 1351283.7265 | 1351283.7265 | 1351283.7265 | 1351283.7265 | 1351283.7265 | 1351283.7265 | 1351283.7265 | 1351283.7265 | 1351283.7265 | 1351283.7265 | 1351283.7265
| COAL | 1069226.22 | 1069226.22 | 1069226.22 | 491320.9048 | 491320.9048 | 491320.9048 | 491320.9048 | 491320.9048 | 491320.9048 | 491320.9048 | 491320.9048 | 491320.9048 | 491320.9048 | 491320.9048 | 491320.9048
| GAS | 50658590.2624 | 49107041.4891 | 49107041.4891 | 49107041.4891 | 49107041.4891 | 49107041.4891 | 49107041.4891 | 49107041.4891 | 49107041.4891 | 49107041.4891 | 49107041.4891 | 49107041.4891 | 49107041.4891 | 49107041.4891 | 49107041.4891
| HYDRO | 18224.4967 | 18224.4967 | 18224.4967 | 18224.4967 | 18224.4967 | 18224.4967 | 18224.4967 | 18224.4967 | 18224.4967 | 18224.4967 | 18224.4967 | 18224.4967 | 18224.4967 | 18224.4967 | 18224.4967
| NUCLEAR | 27923059.3 | 27923059.3 | 27923059.3 | 27923059.3 | 27923059.3 | 27923059.3 | 27923059.3 | 27923059.3 | 27923059.3 | 27923059.3 | 27923059.3 | 27923059.3 | 27923059.3 | 27923059.3 | 27923059.3
| OIL | 114965.6239 | 114965.6239 | 114965.6239 | 114965.6239 | 114965.6239 | 114965.6239 | 114965.6239 | 114965.6239 | 114965.6239 | 114965.6239 | 114965.6239 | 114965.6239 | 114965.6239 | 114965.6239 | 114965.6239
| OTHF | 24815.4682 | 24815.4682 | 24815.4682 | 24815.4682 | 24815.4682 | 24815.4682 | 24815.4682 | 24815.4682 | 24815.4682 | 24815.4682 | 24815.4682 | 24815.4682 | 24815.4682 | 24815.4682 | 24815.4682
| SOLAR | 1446970.2565 | 1446970.2565 | 1446970.2565 | 1446970.2565 | 1446970.2565 | 1443635.8897 | 1436967.1559 | 1426674.1103 | 1426674.1103 | 1426674.1103 | 1426674.1103 | 1426674.1103 | 1426674.1103 | 1426674.1103 | 1426674.1103
| WIND | 19729.053 | 19729.053 | 19729.053 | 19729.053 | 19729.053 | 19729.053 | 19729.053 | 19729.053 | 19729.053 | 19729.053 | 19729.053 | 19729.053 | 19729.053 | 19729.053 | 19729.053
| Totals | 82626864.4073 | 81075315.6339 | 81075315.6339 | 80497410.3187 | 80497410.3187 | 80494075.9518 | 80487407.2181 | 80477114.1725 | 80477114.1725 | 80477114.1725 | 80477114.1725 | 80477114.1725 | 80477114.1725 | 80477114.1725 | 80477114.1725

## 2021 Summary
FUELCODE (NEW) | Total Capacity (MW) | Total Generation (MWh) | Share % | Capacity Factor | Category | Plant annual NOx emissions (tons) | Plant annual SO2 emissions (tons) | Plant annual CO2 emissions (tons) | Plant annual CH4 emissions (lbs) | Plant annual NOx emissions rate (tons/MWh) | Plant annual SO2 emissions rate (tons/MWh) | Plant annual CO2 emissions rate (tons/MWh) | Plant annual CH4 emissions rate (lbs/MWh)
BIOMASS | 223.6 | 1279439.005 | 2.079% | 0.70085 | Renewable (Emitting) | 3032.628 | 1196.989 | 1864691.156 | 2378564.878 | 0.0023703 | 0.00093556 | 1.4574 | 1.8591
COAL | 527.3 | 1039253.43 | 1.688% | 0.23148 | Fossil Fuel | 734.654 | 789.062 | 1222124.066 | 253267.858 | 0.00070691 | 0.00075926 | 1.176 | 0.2437
GAS | 12686 | 29626730.972 | 48.13% | 0.45909 | Fossil Fuel | 11348.872 | 359.673 | 66310616.259 | 2566737.566 | 0.00038306 | 1.214e-05 | 2.2382 | 0.086636
HYDRO | 12.3 | 18224.001 | 0.02961% | 0.16914 | Renewable (Non-Emitting) | 0 | 0 | 0 | 0 | 0 | 0 | 0 | 0
NUCLEAR | 3630.7 | 28142099 | 45.72% | 0.87795 | Nuclear | 0 | 0 | 0 | 0 | 0 | 0 | 0 | 0
OIL | 130.9 | 36799 | 0.05978% | 0.10026 | Fossil Fuel | 7899.862 | 91.165 | 115233.28 | 4125.426 | 0.21468 | 0.0024774 | 3.1314 | 0.11211
OTHF | 11.2 | 24815 | 0.04031% | 0.25293 | Fossil Fuel | 0 | 0 | 0 | 0 | 0 | 0 | 0 | 0
SOLAR | 998.1 | 1366545.456 | 2.22% | 0.16549 | Renewable (Non-Emitting) | 0 | 0 | 0 | 0 | 0 | 0 | 0 | 0
WIND | 7.5 | 19729 | 0.03205% | 0.30029 | Renewable (Non-Emitting) | 0 | 0 | 0 | 0 | 0 | 0 | 0 | 0
Totals | 18227.6 | 61553634.864 |  |  |  | 23016.016 | 2436.889 | 69512664.761 | 5202695.728

## Combined Data Set
Generator file sequence number | Data Year | Plant state abbreviation | Plant name | DOE/EIA ORIS plant or facility code | Generator ID | Number of associated boilers | Generator status | Generator prime mover type | Generator primary fuel | Plant primary fuel category | NEW! | Generator nameplate capacity (MW) | Generator capacity factor | Generator annual net generation (MWh) | Plant capacity factor | Plant nameplate capacity (MW) | Plant annual net generation (MWh) | O*P | Plant annual NOx total output emission rate (lb/MWh) | Plant annual SO2 total output emission rate (lb/MWh) | Plant annual CO2 total output emission rate (lb/MWh) | Plant annual CH4 total output emission rate (lb/MWh) | Plant annual NOx emissions (tons) | Plant annual SO2 emissions (tons) | Plant annual CO2 emissions (tons) | Plant annual CH4 emissions (lbs) | Generator planned or actual retirement year
SEQGEN | YEAR | PSTATABB | PNAME | ORISPL | GENID | NUMBLR | GENSTAT | PRMVR | FUELG1 | PLFUELCT | FUELCODE (NEW) | NAMEPCAP | CFACT | GENNTAN | CAPFAC | NAMEPCAP | PLNGENAN | O*P | PLNOXRTA | PLSO2RTA | PLCO2RTA | PLCH4RTA | PLNOXAN | PLSO2AN | PLCO2AN | PLCH4AN | GENYRRET
15279 | 2021 | NJ | 10 Finderne Avenue Solar, LLC | 64023 | 246 |  | OP | PV | SUN | SOLAR | SUN-SOLAR | 2.3 | 0.173 | 3485 | 0.17297 | 2.3 | 3485 | 602.8005 | 0 | 0 | 0 | 0 | 0 | 0 | 0 | 0 | 0
15280 | 2021 | NJ | 101 Carnegie Center Solar, LLC | 64025 | 297 |  | OP | PV | SUN | SOLAR | SUN-SOLAR | 1.2 | 0.17 | 1788 | 0.17009 | 1.2 | 1788 | 304.1209 | 0 | 0 | 0 | 0 | 0 | 0 | 0 | 0 | 0
15281 | 2021 | NJ | 12 Applegate Solar LLC | 59371 | PV1 |  | OP | PV | SUN | SOLAR | SUN-SOLAR | 1.5 | 0.161 | 2122 | 0.16149 | 1.5 | 2122 | 342.6818 | 0 | 0 | 0 | 0 | 0 | 0 | 0 | 0 | 0
15282 | 2021 | NJ | 145 Talmadge Solar | 57458 | 1 |  | OP | PV | SUN | SOLAR | SUN-SOLAR | 3.8 | 0.139 | 4629 | 0.13906 | 3.8 | 4629 | 643.7087 | 0 | 0 | 0 | 0 | 0 | 0 | 0 | 0 | 0
15283 | 2021 | NJ | 180 Raritan Solar | 58187 | 1 |  | OP | PV | SUN | SOLAR | SUN-SOLAR | 1.9 | 0.153 | 2540 | 0.15261 | 1.9 | 2540 | 387.6294 | 0 | 0 | 0 | 0 | 0 | 0 | 0 | 0 | 0
15284 | 2021 | NJ | 24 Applegate Solar LLC | 59365 | PV1 |  | OP | PV | SUN | SOLAR | SUN-SOLAR | 2.6 | 0.056 | 1281 | 0.05624 | 2.6 | 1281 | 72.0434 | 0 | 0 | 0 | 0 | 0 | 0 | 0 | 0 | 0
15285 | 2021 | NJ | 350 Clark Solar, NG, LLC | 61224 | 5400 |  | OP | PV | SUN | SOLAR | SUN-SOLAR | 1.8 | 0.118 | 1864 | 0.11821 | 1.8 | 1864 | 220.3434 | 0 | 0 | 0 | 0 | 0 | 0 | 0 | 0 | 0
15286 | 2021 | NJ | 4 Applegate Solar LLC | 59370 | PV1 |  | OP | PV | SUN | SOLAR | SUN-SOLAR | 1.4 | 0.162 | 1990 | 0.16226 | 1.4 | 1990 | 322.8974 | 0 | 0 | 0 | 0 | 0 | 0 | 0 | 0 | 0
15287 | 2021 | NJ | 435A Bergen Avenue | 63366 | 1 |  | OP | PV | SUN | SOLAR | SUN-SOLAR | 1.4 | 0.17 | 2091 | 0.1705 | 1.4 | 2091 | 356.5155 | 0 | 0 | 0 | 0 | 0 | 0 | 0 | 0 | 0
15288 | 2021 | NJ | 46 Meadowlands Parkway | 62325 | 1 |  | OP | PV | SUN | SOLAR | SUN-SOLAR | 1.5 | 0.187 | 2454 | 0.18676 | 1.5 | 2454 | 458.309 | 0 | 0 | 0 | 0 | 0 | 0 | 0 | 0 | 0
15289 | 2021 | NJ | 510 Carnegie Center | 64194 | 313 |  | OP | PV | SUN | SOLAR | SUN-SOLAR | 1.4 | 0.159 | 1946 | 0.15868 | 1.4 | 1946 | 308.7913 | 0 | 0 | 0 | 0 | 0 | 0 | 0 | 0 | 0
15290 | 2021 | NJ | 5601 Westside CDG | 65289 | 1 |  | OP | PV | SUN | SOLAR | SUN-SOLAR | 1.5 | 0.026 | 347 | 0.02641 | 1.5 | 347 | 9.1643 | 0 | 0 | 0 | 0 | 0 | 0 | 0 | 0 | 0
15291 | 2021 | NJ | 601 Doremus CDG | 65280 | 1 |  | OP | PV | SUN | SOLAR | SUN-SOLAR | 1.5 | 0.04 | 525 | 0.03995 | 1.5 | 525 | 20.9737 | 0 | 0 | 0 | 0 | 0 | 0 | 0 | 0 | 0
15292 | 2021 | NJ | 701 Carnegie Center | 64195 | 313 |  | OP | PV | SUN | SOLAR | SUN-SOLAR | 1.1 | 0.159 | 1531 | 0.15888 | 1.1 | 1531 | 243.2453 | 0 | 0 | 0 | 0 | 0 | 0 | 0 | 0 | 0
15293 | 2021 | NJ | 77 Metro Way | 62326 | 1 |  | OP | PV | SUN | SOLAR | SUN-SOLAR | 1 | 0.17 | 1491 | 0.17021 | 1 | 1491 | 253.7831 | 0 | 0 | 0 | 0 | 0 | 0 | 0 | 0 | 0
15294 | 2021 | NJ | Absegami | 65622 | ABSGI |  | OP | PV | SUN | SOLAR | SUN-SOLAR | 2.1 | 0.091 | 1675 | 0.09105 | 2.1 | 1675 | 152.5088 | 0 | 0 | 0 | 0 | 0 | 0 | 0 | 0 | 0
15295 | 2021 | NJ | AC Criminal Courts Complex SPE2, LLC | 58798 | ACCCC |  | OP | PV | SUN | SOLAR | SUN-SOLAR | 1.3 | 0.135 | 1538 | 0.13505 | 1.3 | 1538 | 207.7069 | 0 | 0 | 0 | 0 | 0 | 0 | 0 | 0 | 0
15296 | 2021 | NJ | AC Landfill Energy LLC | 57845 | UNIT1 |  | RE | IC | LFG | BIOMASS | LFG-BIOMASS | 1.6 | 0.25 | 3502.171 | 0.24987 | 3.5 | 7661 | 875.0875 | 0 | 0.455 | 0 | 0 | 0 | 1.744 | 0 | 0 | 2021
15297 | 2021 | NJ | AC Landfill Energy LLC | 57845 | UNIT2 |  | RE | IC | LFG | BIOMASS | LFG-BIOMASS | 1.9 | 0.25 | 4158.829 | 0.24987 | 3.5 | 7661 | 1039.1666 | 0 | 0.455 | 0 | 0 | 0 | 1.744 | 0 | 0 | 2021
15298 | 2021 | NJ | AC Power | 63260 | ACP |  | OP | PV | SUN | SOLAR | SUN-SOLAR | 1.3 | 0.186 | 2119 | 0.18607 | 1.3 | 2119 | 394.2823 | 0 | 0 | 0 | 0 | 0 | 0 | 0 | 0 | 0
15299 | 2021 | NJ | ACCC Mays Landing | 60802 | PV1 |  | OP | PV | SUN | SOLAR | SUN-SOLAR | 1.4 | 0.165 | 2018 | 0.16455 | 1.4 | 2018 | 332.0619 | 0 | 0 | 0 | 0 | 0 | 0 | 0 | 0 | 2028
15300 | 2021 | NJ | ACCP NJ 1 | 63198 | ACCP1 |  | OP | PV | SUN | SOLAR | SUN-SOLAR | 1.2 | 0.174 | 1833 | 0.17437 | 1.2 | 1833 | 319.6202 | 0 | 0 | 0 | 0 | 0 | 0 | 0 | 0 | 0
15301 | 2021 | NJ | ACM - Midtown Thermal | 63483 | T60-1 |  | OP | GT | NG | GAS | NG-GAS | 5.5 | 0.955 | 46017 | 0.95511 | 5.5 | 46017 | 43951.2969 | 2.611 | 0.027 | 986.015 | 0.019 | 60.083 | 0.62 | 22686.72 | 856.944 | 0
15302 | 2021 | NJ | ACUA | 61923 | VACUA |  | OP | BA | MWH | OTHF | MWH-OTHF | 1 | -0.018 | -159 | 0 | 1 | -159 | 0 | 0 | 0 | 0 | 0 | 0 | 0 | 0 | 0 | 0
15303 | 2021 | NJ | Adams Ave MS and HS | 60772 | PVHS |  | OP | PV | SUN | SOLAR | SUN-SOLAR | 1.8 | 0.147 | 2324.903 | 0.14744 | 3.1 | 4004 | 342.7837 | 0 | 0 | 0 | 0 | 0 | 0 | 0 | 0 | 0
15304 | 2021 | NJ | Adams Ave MS and HS | 60772 | PVMS |  | OP | PV | SUN | SOLAR | SUN-SOLAR | 1.3 | 0.147 | 1679.097 | 0.14744 | 3.1 | 4004 | 247.5661 | 0 | 0 | 0 | 0 | 0 | 0 | 0 | 0 | 0
15305 | 2021 | NJ | Alethea I | 58519 | 1 |  | OP | PV | SUN | SOLAR | SUN-SOLAR | 2.8 | 0.136 | 3338 | 0.13609 | 2.8 | 3338 | 454.2684 | 0 | 0 | 0 | 0 | 0 | 0 | 0 | 0 | 0
15306 | 2021 | NJ | Allied Beverages Elizabeth | 63353 | ABE |  | OP | PV | SUN | SOLAR | SUN-SOLAR | 3.2 | 0.187 | 5251 | 0.18732 | 3.2 | 5251 | 983.6173 | 0 | 0 | 0 | 0 | 0 | 0 | 0 | 0 | 0
15307 | 2021 | NJ | Altice - Parsippany | 65213 | ATC03 |  | OP | FC | NG | GAS | NG-GAS | 2 | 0.432 | 7566 | 0.43185 | 2 | 7566 | 3267.3771 | 0 | 0 | 0 | 0 | 0 | 0 | 0 | 0 | 0
15308 | 2021 | NJ | Amazon | 58357 | WR |  | OP | PV | SUN | SOLAR | SUN-SOLAR | 4.2 | 0.039 | 1428 | 0.03881 | 4.2 | 1428 | 55.4207 | 0 | 0 | 0 | 0 | 0 | 0 | 0 | 0 | 0
15309 | 2021 | NJ | American Goldfinch SCS ACY2 NJ, LLC | 64360 | 30001 |  | OP | PV | SUN | SOLAR | SUN-SOLAR | 3.9 | 0.126 | 4298 | 0.1258 | 3.9 | 4298 | 540.6884 | 0 | 0 | 0 | 0 | 0 | 0 | 0 | 0 | 0
15310 | 2021 | NJ | AT&T Middletown | 65194 | ATT39 |  | OP | FC | NG | GAS | NG-GAS | 2 | 0.835 | 14636 | 0.83539 | 2 | 14636 | 12226.768 | 0 | 0 | 0 | 0 | 0 | 0 | 0 | 0 | 0
15311 | 2021 | NJ | Atlantic City Convention Center | 56900 | 1 |  | OP | PV | SUN | SOLAR | SUN-SOLAR | 0.5 | 0.17 | 746.5 | 0.17043 | 2 | 2986 | 127.226 | 0 | 0 | 0 | 0 | 0 | 0 | 0 | 0 | 0
15312 | 2021 | NJ | Atlantic City Convention Center | 56900 | 2 |  | OP | PV | SUN | SOLAR | SUN-SOLAR | 0.5 | 0.17 | 746.5 | 0.17043 | 2 | 2986 | 127.226 | 0 | 0 | 0 | 0 | 0 | 0 | 0 | 0 | 0
15313 | 2021 | NJ | Atlantic City Convention Center | 56900 | 3 |  | OP | PV | SUN | SOLAR | SUN-SOLAR | 0.5 | 0.17 | 746.5 | 0.17043 | 2 | 2986 | 127.226 | 0 | 0 | 0 | 0 | 0 | 0 | 0 | 0 | 0
15314 | 2021 | NJ | Atlantic City Convention Center | 56900 | 4 |  | OP | PV | SUN | SOLAR | SUN-SOLAR | 0.5 | 0.17 | 746.5 | 0.17043 | 2 | 2986 | 127.226 | 0 | 0 | 0 | 0 | 0 | 0 | 0 | 0 | 0
15315 | 2021 | NJ | Atlantic Coast Freezers Solar Facility | 58360 | ACF |  | OP | PV | SUN | SOLAR | SUN-SOLAR | 2 | 0.15 | 2622 | 0.14966 | 2 | 2622 | 392.4085 | 0 | 0 | 0 | 0 | 0 | 0 | 0 | 0 | 0
15316 | 2021 | NJ | Augusta Solar Farm | 62906 | AUGSF |  | OP | PV | SUN | SOLAR | SUN-SOLAR | 2.9 | 0.168 | 4257 | 0.16757 | 2.9 | 4257 | 713.3455 | 0 | 0 | 0 | 0 | 0 | 0 | 0 | 0 | 0
15317 | 2021 | NJ | Barrette Outdoor Living, Inc. | 63298 | BARRE |  | OP | PV | SUN | SOLAR | SUN-SOLAR | 1.5 | 0.209 | 2745 | 0.2089 | 1.5 | 2745 | 573.4305 | 0 | 0 | 0 | 0 | 0 | 0 | 0 | 0 | 0
15318 | 2021 | NJ | Bayonne Energy Center | 56964 | GT1 |  | OP | GT | NG | GAS | NG-GAS | 64 | 0.106 | 59187.578 | 0.10557 | 644 | 595575.002 | 6248.4326 | 0.067 | 0.006 | 1158.113 | 0.023 | 20.01 | 1.682 | 344871.683 | 13503.536 | 0
15319 | 2021 | NJ | Bayonne Energy Center | 56964 | GT10 |  | OP | GT | NG | GAS | NG-GAS | 66 | 0.106 | 61037.189 | 0.10557 | 644 | 595575.002 | 6443.696 | 0.067 | 0.006 | 1158.113 | 0.023 | 20.01 | 1.682 | 344871.683 | 13503.536 | 0
15320 | 2021 | NJ | Bayonne Energy Center | 56964 | GT2 |  | OP | GT | NG | GAS | NG-GAS | 64 | 0.106 | 59187.578 | 0.10557 | 644 | 595575.002 | 6248.4326 | 0.067 | 0.006 | 1158.113 | 0.023 | 20.01 | 1.682 | 344871.683 | 13503.536 | 0
15321 | 2021 | NJ | Bayonne Energy Center | 56964 | GT3 |  | OP | GT | NG | GAS | NG-GAS | 64 | 0.106 | 59187.578 | 0.10557 | 644 | 595575.002 | 6248.4326 | 0.067 | 0.006 | 1158.113 | 0.023 | 20.01 | 1.682 | 344871.683 | 13503.536 | 0
15322 | 2021 | NJ | Bayonne Energy Center | 56964 | GT4 |  | OP | GT | NG | GAS | NG-GAS | 64 | 0.106 | 59187.578 | 0.10557 | 644 | 595575.002 | 6248.4326 | 0.067 | 0.006 | 1158.113 | 0.023 | 20.01 | 1.682 | 344871.683 | 13503.536 | 0
15323 | 2021 | NJ | Bayonne Energy Center | 56964 | GT5 |  | OP | GT | NG | GAS | NG-GAS | 64 | 0.106 | 59187.578 | 0.10557 | 644 | 595575.002 | 6248.4326 | 0.067 | 0.006 | 1158.113 | 0.023 | 20.01 | 1.682 | 344871.683 | 13503.536 | 0
15324 | 2021 | NJ | Bayonne Energy Center | 56964 | GT6 |  | OP | GT | NG | GAS | NG-GAS | 64 | 0.106 | 59187.578 | 0.10557 | 644 | 595575.002 | 6248.4326 | 0.067 | 0.006 | 1158.113 | 0.023 | 20.01 | 1.682 | 344871.683 | 13503.536 | 0
15325 | 2021 | NJ | Bayonne Energy Center | 56964 | GT7 |  | OP | GT | NG | GAS | NG-GAS | 64 | 0.106 | 59187.578 | 0.10557 | 644 | 595575.002 | 6248.4326 | 0.067 | 0.006 | 1158.113 | 0.023 | 20.01 | 1.682 | 344871.683 | 13503.536 | 0
15326 | 2021 | NJ | Bayonne Energy Center | 56964 | GT8 |  | OP | GT | NG | GAS | NG-GAS | 64 | 0.106 | 59187.578 | 0.10557 | 644 | 595575.002 | 6248.4326 | 0.067 | 0.006 | 1158.113 | 0.023 | 20.01 | 1.682 | 344871.683 | 13503.536 | 0
15327 | 2021 | NJ | Bayonne Energy Center | 56964 | GT9 |  | OP | GT | NG | GAS | NG-GAS | 66 | 0.106 | 61037.189 | 0.10557 | 644 | 595575.002 | 6443.696 | 0.067 | 0.006 | 1158.113 | 0.023 | 20.01 | 1.682 | 344871.683 | 13503.536 | 0
15328 | 2021 | NJ | Bayonne MUA- Leitner-Poma Wind Turbine | 59797 | WT1 |  | OS | WT | WND | WIND | WND-WIND | 1.5 | 0 | 0 | 0 | 1.5 | 0 | 0 | 0 | 0 | 0 | 0 | 0 | 0 | 0 | 0 | 0
15329 | 2021 | NJ | Bayville Central Facility | 54569 | COG1 |  | OP | IC | OBG | OIL | OBG-OIL | 0.3 | 0.083 | 219.304 | 0.08494 | 7.1 | 5283 | 18.6277 | 21.729 | 0.086 | 242.606 | 0.013 | 57.398 | 0.228 | 640.843 | 70.005 | 0
15330 | 2021 | NJ | Bayville Central Facility | 54569 | COG2 |  | OP | IC | OBG | OIL | OBG-OIL | 0.3 | 0.083 | 219.304 | 0.08494 | 7.1 | 5283 | 18.6277 | 21.729 | 0.086 | 242.606 | 0.013 | 57.398 | 0.228 | 640.843 | 70.005 | 0
15331 | 2021 | NJ | Bayville Central Facility | 54569 | COG3 |  | OP | IC | OBG | OIL | OBG-OIL | 0.3 | 0.083 | 219.304 | 0.08494 | 7.1 | 5283 | 18.6277 | 21.729 | 0.086 | 242.606 | 0.013 | 57.398 | 0.228 | 640.843 | 70.005 | 0
15332 | 2021 | NJ | Bayville Central Facility | 54569 | COG4 |  | OP | IC | DFO | OIL | DFO-OIL | 1.5 | 0.083 | 1096.522 | 0.08494 | 7.1 | 5283 | 93.1386 | 21.729 | 0.086 | 242.606 | 0.013 | 57.398 | 0.228 | 640.843 | 70.005 | 0
15333 | 2021 | NJ | Bayville Central Facility | 54569 | COG5 |  | OP | IC | DFO | OIL | DFO-OIL | 1.5 | 0.083 | 1096.522 | 0.08494 | 7.1 | 5283 | 93.1386 | 21.729 | 0.086 | 242.606 | 0.013 | 57.398 | 0.228 | 640.843 | 70.005 | 0
15334 | 2021 | NJ | Bayville Central Facility | 54569 | COG6 |  | OP | IC | DFO | OIL | DFO-OIL | 1.5 | 0.083 | 1096.522 | 0.08494 | 7.1 | 5283 | 93.1386 | 21.729 | 0.086 | 242.606 | 0.013 | 57.398 | 0.228 | 640.843 | 70.005 | 0
15335 | 2021 | NJ | Bayville Central Facility | 54569 | COG7 |  | OP | IC | DFO | OIL | DFO-OIL | 1.5 | 0.083 | 1096.522 | 0.08494 | 7.1 | 5283 | 93.1386 | 21.729 | 0.086 | 242.606 | 0.013 | 57.398 | 0.228 | 640.843 | 70.005 | 0
15336 | 2021 | NJ | Bayville Central Facility | 54569 | CPV1 |  | OP | PV | SUN | OIL | SUN-OIL | 0.2 | 0.136 | 239 | 0.08494 | 7.1 | 5283 | 20.3007 | 21.729 | 0.086 | 242.606 | 0.013 | 57.398 | 0.228 | 640.843 | 70.005 | 0
15337 | 2021 | NJ | Bayway Refinery | 56294 | FGX |  | OP | OT | WH | OTHF | WH-OTHF | 11.2 | 0.253 | 24815 | 0.25293 | 11.2 | 24815 | 6276.4579 | 0 | 0 | 0 | 0 | 0 | 0 | 0 | 0 | 0
15338 | 2021 | NJ | BBB Corporate Headquarters | 58093 | HQNJ |  | OP | PV | SUN | SOLAR | SUN-SOLAR | 1 | 0.131 | 1148 | 0.13105 | 1 | 1148 | 150.4454 | 0 | 0 | 0 | 0 | 0 | 0 | 0 | 0 | 0
15339 | 2021 | NJ | Beaver Run | 60805 | BRUN1 |  | OP | PV | SUN | SOLAR | SUN-SOLAR | 7.4 | 0.138 | 8934 | 0.13782 | 7.4 | 8934 | 1231.2839 | 0 | 0 | 0 | 0 | 0 | 0 | 0 | 0 | 0
15340 | 2021 | NJ | Bed Bath & Beyond DC Port Reading NJ | 58096 | PTNJ |  | OP | PV | SUN | SOLAR | SUN-SOLAR | 1.8 | 0.134 | 2111 | 0.13388 | 1.8 | 2111 | 282.6207 | 0 | 0 | 0 | 0 | 0 | 0 | 0 | 0 | 0
15341 | 2021 | NJ | Ben Moreell Solar Farm | 63786 | BMSF |  | OP | PV | SUN | SOLAR | SUN-SOLAR | 20 | 0.22 | 38577 | 0.22019 | 20 | 38577 | 8494.2696 | 0 | 0 | 0 | 0 | 0 | 0 | 0 | 0 | 0
15342 | 2021 | NJ | Benjamin Moore & Co. Solar | 57733 | PV1 |  | OP | PV | SUN | SOLAR | SUN-SOLAR | 1.4 | 0.148 | 1809 | 0.1475 | 1.4 | 1809 | 266.8275 | 0 | 0 | 0 | 0 | 0 | 0 | 0 | 0 | 0
15343 | 2021 | NJ | Bergen Generating Station | 2398 | 1101 |  | OP | CT | NG | GAS | NG-GAS | 112.5 | 0.072 | 71056 | 0.14177 | 1400.8 | 1739692 | 10073.6091 | 0.145 | 0.005 | 926.683 | 0.017 | 126.402 | 4.091 | 806071.33 | 29928.418 | 0
15344 | 2021 | NJ | Bergen Generating Station | 2398 | 1201 |  | OP | CT | NG | GAS | NG-GAS | 112.5 | 0.065 | 63732 | 0.14177 | 1400.8 | 1739692 | 9035.2856 | 0.145 | 0.005 | 926.683 | 0.017 | 126.402 | 4.091 | 806071.33 | 29928.418 | 0
15345 | 2021 | NJ | Bergen Generating Station | 2398 | 1301 |  | OP | CT | NG | GAS | NG-GAS | 112.5 | 0.082 | 81199 | 0.14177 | 1400.8 | 1739692 | 11511.5822 | 0.145 | 0.005 | 926.683 | 0.017 | 126.402 | 4.091 | 806071.33 | 29928.418 | 0
15346 | 2021 | NJ | Bergen Generating Station | 2398 | 1401 |  | OP | CT | NG | GAS | NG-GAS | 112.5 | 0.154 | 152024 | 0.14177 | 1400.8 | 1739692 | 21552.4425 | 0.145 | 0.005 | 926.683 | 0.017 | 126.402 | 4.091 | 806071.33 | 29928.418 | 0
15347 | 2021 | NJ | Bergen Generating Station | 2398 | 1501 | 4 | OP | CA | NG | GAS | NG-GAS | 325.2 | 0.049 | 140631 | 0.14177 | 1400.8 | 1739692 | 19937.2569 | 0.145 | 0.005 | 926.683 | 0.017 | 126.402 | 4.091 | 806071.33 | 29928.418 | 0
15348 | 2021 | NJ | Bergen Generating Station | 2398 | 2101 |  | OP | CT | NG | GAS | NG-GAS | 183.6 | 0.245 | 394536 | 0.14177 | 1400.8 | 1739692 | 55933.3687 | 0.145 | 0.005 | 926.683 | 0.017 | 126.402 | 4.091 | 806071.33 | 29928.418 | 0
15349 | 2021 | NJ | Bergen Generating Station | 2398 | 2201 |  | OP | CT | NG | GAS | NG-GAS | 183.6 | 0.253 | 406269 | 0.14177 | 1400.8 | 1739692 | 57596.7561 | 0.145 | 0.005 | 926.683 | 0.017 | 126.402 | 4.091 | 806071.33 | 29928.418 | 0
15350 | 2021 | NJ | Bergen Generating Station | 2398 | 2301 | 2 | OP | CA | NG | GAS | NG-GAS | 258.4 | 0.19 | 430245 | 0.14177 | 1400.8 | 1739692 | 60995.8337 | 0.145 | 0.005 | 926.683 | 0.017 | 126.402 | 4.091 | 806071.33 | 29928.418 | 0
15351 | 2021 | NJ | Bergenmand Solar Partners, LLC Mahwah | 63200 | SA1 |  | OP | PV | SUN | SOLAR | SUN-SOLAR | 0.5 | 0.177 | 774 | 0.17671 | 1 | 1548 | 136.7735 | 0 | 0 | 0 | 0 | 0 | 0 | 0 | 0 | 0
15352 | 2021 | NJ | Bergenmand Solar Partners, LLC Mahwah | 63200 | SA2 |  | OP | PV | SUN | SOLAR | SUN-SOLAR | 0.5 | 0.177 | 774 | 0.17671 | 1 | 1548 | 136.7735 | 0 | 0 | 0 | 0 | 0 | 0 | 0 | 0 | 0
15353 | 2021 | NJ | Bernards Solar | 60437 | BERNS |  | OP | PV | SUN | SOLAR | SUN-SOLAR | 2.9 | 0.176 | 4459 | 0.17552 | 2.9 | 4459 | 782.6437 | 0 | 0 | 0 | 0 | 0 | 0 | 0 | 0 | 0
15354 | 2021 | NJ | Berry Plastics Solar | 59097 | PV1 |  | OP | PV | SUN | SOLAR | SUN-SOLAR | 9.8 | 0.127 | 10933 | 0.12735 | 9.8 | 10933 | 1392.3175 | 0 | 0 | 0 | 0 | 0 | 0 | 0 | 0 | 0
15355 | 2021 | NJ | BJ's Wholesale Club Inc Dist Center | 60227 | PV1 |  | OP | PV | SUN | SOLAR | SUN-SOLAR | 1.4 | 0.18 | 2208 | 0.18004 | 1.4 | 2208 | 397.5283 | 0 | 0 | 0 | 0 | 0 | 0 | 0 | 0 | 0
15356 | 2021 | NJ | BlackRock-Matrix | 57727 | BLAR |  | OP | PV | SUN | SOLAR | SUN-SOLAR | 2.5 | 0.156 | 3406 | 0.15553 | 2.5 | 3406 | 529.7352 | 0 | 0 | 0 | 0 | 0 | 0 | 0 | 0 | 0
15357 | 2021 | NJ | BNB Camden Solar | 61893 | BNBHQ |  | OP | PV | SUN | SOLAR | SUN-SOLAR | 2.2 | 0.156 | 3000.919 | 0.15571 | 3.7 | 5047 | 467.2731 | 0 | 0 | 0 | 0 | 0 | 0 | 0 | 0 | 0
15358 | 2021 | NJ | BNB Camden Solar | 61893 | BNBSO |  | OP | PV | SUN | SOLAR | SUN-SOLAR | 1.5 | 0.156 | 2046.081 | 0.15571 | 3.7 | 5047 | 318.5953 | 0 | 0 | 0 | 0 | 0 | 0 | 0 | 0 | 0
15359 | 2021 | NJ | Bordentown Solar | 60734 | PV1 |  | OP | PV | SUN | SOLAR | SUN-SOLAR | 6.8 | 0.166 | 9888 | 0.166 | 6.8 | 9888 | 1641.408 | 0 | 0 | 0 | 0 | 0 | 0 | 0 | 0 | 0
15360 | 2021 | NJ | Brickyard Solar | 60733 | PV1 |  | OP | PV | SUN | SOLAR | SUN-SOLAR | 1.5 | 0.14 | 1845 | 0.14041 | 1.5 | 1845 | 259.0565 | 0 | 0 | 0 | 0 | 0 | 0 | 0 | 0 | 0
15361 | 2021 | NJ | Bridgeport Disposal Solar Farm | 59166 | BRIDG |  | OP | PV | SUN | SOLAR | SUN-SOLAR | 1.2 | 0.164 | 1726 | 0.16419 | 1.2 | 1726 | 283.3919 | 0 | 0 | 0 | 0 | 0 | 0 | 0 | 0 | 0
15362 | 2021 | NJ | Bristol Myers Squibb Lawrenceville | 58947 | DG101 |  | SB | IC | DFO | GAS | DFO-GAS | 1.2 | 0.001 | 9 | 0.3188 | 11.1 | 30999 | 2.8692 | 3.348 | 0.035 | 1256.568 | 0.024 | 51.897 | 0.547 | 19476.171 | 735.356 | 0
15363 | 2021 | NJ | Bristol Myers Squibb Lawrenceville | 58947 | TG101 |  | OP | GT | NG | GAS | NG-GAS | 4.3 | 0.357 | 13460.303 | 0.3188 | 11.1 | 30999 | 4291.1446 | 3.348 | 0.035 | 1256.568 | 0.024 | 51.897 | 0.547 | 19476.171 | 735.356 | 0
15364 | 2021 | NJ | Bristol Myers Squibb Lawrenceville | 58947 | TG102 |  | OP | GT | NG | GAS | NG-GAS | 5.6 | 0.357 | 17529.697 | 0.3188 | 11.1 | 30999 | 5588.4674 | 3.348 | 0.035 | 1256.568 | 0.024 | 51.897 | 0.547 | 19476.171 | 735.356 | 0
15365 | 2021 | NJ | Bristol Myers Squibb New Brunswick | 54829 | GEN1 |  | OP | GT | NG | GAS | NG-GAS | 9.5 | 0.682 | 56762 | 0.61781 | 10.5 | 56826 | 35068.1312 | 1.674 | 0.017 | 630.138 | 0.012 | 47.573 | 0.49 | 17904.124 | 675.373 | 0
15366 | 2021 | NJ | Bristol Myers Squibb New Brunswick | 54829 | GEN2 |  | SB | ST | NG | GAS | NG-GAS | 1 | 0.007 | 64 | 0.61781 | 10.5 | 56826 | 39.5398 | 1.674 | 0.017 | 630.138 | 0.012 | 47.573 | 0.49 | 17904.124 | 675.373 | 0
15367 | 2021 | NJ | Burlington Coat Factory Solar | 62712 | BCF |  | OP | PV | SUN | SOLAR | SUN-SOLAR | 2.6 | 0.204 | 4637 | 0.20359 | 2.6 | 4637 | 944.0468 | 0 | 0 | 0 | 0 | 0 | 0 | 0 | 0 | 0
15368 | 2021 | NJ | Caldwell Wastewater Treatment Plant Hybrid | 62027 | BAT1 |  | OP | BA | MWH | SOLAR | MWH-SOLAR | 1 | 0 | 0 | 0.06299 | 1.7 | 938 | 0 | 0 | 0 | 0 | 0 | 0 | 0 | 0 | 0 | 0
15369 | 2021 | NJ | Caldwell Wastewater Treatment Plant Hybrid | 62027 | PV1 |  | OP | PV | SUN | SOLAR | SUN-SOLAR | 0.7 | 0.153 | 938 | 0.06299 | 1.7 | 938 | 59.0846 | 0 | 0 | 0 | 0 | 0 | 0 | 0 | 0 | 0
15370 | 2021 | NJ | Calpine Vineland Solar LLC | 57081 | CVS1 |  | OP | PV | SUN | SOLAR | SUN-SOLAR | 2.3 | 0.153 | 3079.756 | 0.15286 | 4.1 | 5490 | 470.7715 | 0 | 0 | 0 | 0 | 0 | 0 | 0 | 0 | 0
15371 | 2021 | NJ | Calpine Vineland Solar LLC | 57081 | CVS2 |  | OP | PV | SUN | SOLAR | SUN-SOLAR | 1.8 | 0.153 | 2410.244 | 0.15286 | 4.1 | 5490 | 368.4299 | 0 | 0 | 0 | 0 | 0 | 0 | 0 | 0 | 0
15372 | 2021 | NJ | Camden Plant Holdings LLC | 10751 | GEN1 |  | OP | CT | NG | GAS | NG-GAS | 95.2 | 0.063 | 52778 | 0.05039 | 172.9 | 76318 | 2659.4834 | 0.414 | 0.006 | 1163.125 | 0.021 | 15.78 | 0.224 | 44383.7 | 1564.836 | 0
15373 | 2021 | NJ | Camden Plant Holdings LLC | 10751 | GEN2 | 1 | OP | CA | NG | GAS | NG-GAS | 77.7 | 0.035 | 23540 | 0.05039 | 172.9 | 76318 | 1186.1806 | 0.414 | 0.006 | 1163.125 | 0.021 | 15.78 | 0.224 | 44383.7 | 1564.836 | 0
15374 | 2021 | NJ | Camden Resource Recovery Facility | 10435 | TGA | 3 | OP | ST | MSW | BIOMASS | MSW-BIOMASS | 17.5 | 0.609 | 93421 | 0.53971 | 35 | 165476 | 50420.2479 | 4.46 | 4.062 | 2417.713 | 1.551 | 369.044 | 336.102 | 200036.755 | 256640.505 | 0
15375 | 2021 | NJ | Camden Resource Recovery Facility | 10435 | TGB | 3 | OP | ST | MSW | BIOMASS | MSW-BIOMASS | 17.5 | 0.47 | 72055 | 0.53971 | 35 | 165476 | 38888.804 | 4.46 | 4.062 | 2417.713 | 1.551 | 369.044 | 336.102 | 200036.755 | 256640.505 | 0
15376 | 2021 | NJ | Campus Drive Solar | 63334 | CAMPS |  | OP | PV | SUN | SOLAR | SUN-SOLAR | 3.7 | 0.185 | 5984 | 0.18462 | 3.7 | 5984 | 1104.7661 | 0 | 0 | 0 | 0 | 0 | 0 | 0 | 0 | 0
15377 | 2021 | NJ | Carlls Corner | 2379 | CA1 |  | OP | GT | NG | GAS | NG-GAS | 41.9 | 0.007 | 2507 | 0.00683 | 83.8 | 5014 | 17.1228 | 19.552 | 0.017 | 3318.987 | 0.037 | 49.017 | 0.042 | 8320.7 | 186.084 | 0
15378 | 2021 | NJ | Carlls Corner | 2379 | CA2 |  | OP | GT | NG | GAS | NG-GAS | 41.9 | 0.007 | 2507 | 0.00683 | 83.8 | 5014 | 17.1228 | 19.552 | 0.017 | 3318.987 | 0.037 | 49.017 | 0.042 | 8320.7 | 186.084 | 0
15379 | 2021 | NJ | Carrier Clinic | 59297 | CARRI |  | OP | PV | SUN | SOLAR | SUN-SOLAR | 1.5 | 0.138 | 1813 | 0.13798 | 1.5 | 1813 | 250.1577 | 0 | 0 | 0 | 0 | 0 | 0 | 0 | 0 | 0
15380 | 2021 | NJ | Cascades | 64380 | 464 |  | OP | PV | SUN | SOLAR | SUN-SOLAR | 2 | 0.09 | 1583 | 0.09035 | 2 | 1583 | 143.024 | 0 | 0 | 0 | 0 | 0 | 0 | 0 | 0 | 0
15381 | 2021 | NJ | CCG Marketing | 62616 | CCGWC |  | OP | PV | SUN | SOLAR | SUN-SOLAR | 1.5 | 0.167 | 2198 | 0.16728 | 1.5 | 2198 | 367.6814 | 0 | 0 | 0 | 0 | 0 | 0 | 0 | 0 | 0
15382 | 2021 | NJ | CCMUA | 59248 | CCMUA |  | OP | PV | SUN | SOLAR | SUN-SOLAR | 1.5 | 0 | 0 | 0 | 1.5 | 0 | 0 | 0 | 0 | 0 | 0 | 0 | 0 | 0 | 0 | 0
15383 | 2021 | NJ | CCUA Solar | 63971 | CCUA |  | OP | PV | SUN | SOLAR | SUN-SOLAR | 1.5 | 0.182 | 2396 | 0.18234 | 1.5 | 2396 | 436.8866 | 0 | 0 | 0 | 0 | 0 | 0 | 0 | 0 | 0
15384 | 2021 | NJ | Cedar Branch | 60266 | CEDAR |  | OP | PV | SUN | SOLAR | SUN-SOLAR | 6.1 | 0.186 | 9961 | 0.18641 | 6.1 | 9961 | 1856.83 | 0 | 0 | 0 | 0 | 0 | 0 | 0 | 0 | 0
15385 | 2021 | NJ | Cedar Creek | 65623 | CDRCK |  | OP | PV | SUN | SOLAR | SUN-SOLAR | 1.6 | 0.084 | 1179 | 0.08412 | 1.6 | 1179 | 99.1775 | 0 | 0 | 0 | 0 | 0 | 0 | 0 | 0 | 0
15386 | 2021 | NJ | CentraState Medical Center PV Facility | 59630 | CS |  | OP | PV | SUN | SOLAR | SUN-SOLAR | 5.2 | 0.158 | 7183 | 0.15769 | 5.2 | 7183 | 1132.6873 | 0 | 0 | 0 | 0 | 0 | 0 | 0 | 0 | 0
15387 | 2021 | NJ | CES Cherry Hill Solar | 60201 | CHNJ |  | OP | PV | SUN | SOLAR | SUN-SOLAR | 1.2 | 0.165 | 1735 | 0.16505 | 1.2 | 1735 | 286.3618 | 0 | 0 | 0 | 0 | 0 | 0 | 0 | 0 | 0
15388 | 2021 | NJ | Chambers Cogeneration LP | 10566 | GEN1 | 2 | OP | ST | BIT | COAL | BIT-COAL | 285 | 0.19 | 473773 | 0.18977 | 285 | 473773 | 89907.9022 | 1.38 | 1.446 | 2295.03 | 0.212 | 326.834 | 342.44 | 543661.515 | 100422.151 | 2024
15389 | 2021 | NJ | Chanel Piscataway Rooftop | 63355 | CPR |  | OP | PV | SUN | SOLAR | SUN-SOLAR | 1.4 | 0.252 | 3089 | 0.25188 | 1.4 | 3089 | 778.0573 | 0 | 0 | 0 | 0 | 0 | 0 | 0 | 0 | 0
15390 | 2021 | NJ | Cherry Hill | 57734 | CH |  | OP | PV | SUN | SOLAR | SUN-SOLAR | 1.1 | 0.15 | 1449 | 0.15037 | 1.1 | 1449 | 217.8861 | 0 | 0 | 0 | 0 | 0 | 0 | 0 | 0 | 0
15391 | 2021 | NJ | Christmas Tree Shops DC Burlington NJ | 58094 | FINJ |  | OP | PV | SUN | SOLAR | SUN-SOLAR | 2.1 |  |  | 0 | 2.1 | 0 | 0 | 0 | 0 | 0 | 0 | 0 | 0 | 0 | 0 | 0
15392 | 2021 | NJ | Cinnaminson Landfill Solar | 65465 | CINN |  | OP | PV | SUN | SOLAR | SUN-SOLAR | 10 | 0.196 | 17157 | 0.19586 | 10 | 17157 | 3360.37 | 0 | 0 | 0 | 0 | 0 | 0 | 0 | 0 | 0
15393 | 2021 | NJ | Cinnamon Bay Edgeboro Landfill | 58208 | 1 |  | OP | IC | LFG | BIOMASS | LFG-BIOMASS | 9.6 | 0.261 | 21957 | 0.26109 | 9.6 | 21957 | 5732.7531 | 0 | 0.388 | 1003.457 | 0.017 | 0 | 4.26 | 11016.451 | 382.476 | 0
15394 | 2021 | NJ | CIP II/AR Bridgewater Holdings - NJCOE | 10122 | 02 |  | OP | GT | NG | GAS | NG-GAS | 5 | 0.582 | 25481 | 0.58176 | 5 | 25481 | 14823.8266 | 1.778 | 0.017 | 617.068 | 0.012 | 22.654 | 0.215 | 7861.751 | 296.583 | 0
15395 | 2021 | NJ | Clayville | 58235 | 1 |  | OP | GT | NG | GAS | NG-GAS | 73 | 0.085 | 54110 | 0.08462 | 73 | 54110 | 4578.7882 | 0.132 | 0.006 | 1161.027 | 0.023 | 3.575 | 0.159 | 31411.594 | 1242.696 | 0
15396 | 2021 | NJ | College of New Jersey | 58165 | COGEN |  | OP | IC | NG | GAS | NG-GAS | 6.2 | 0.588 | 31927 | 0.58784 | 6.2 | 31927 | 18767.9677 | 14.271 | 0.017 | 614.698 | 0.012 | 227.815 | 0.268 | 9812.734 | 370.153 | 0
15397 | 2021 | NJ | Colonial Pipeline Allentown Chesterfield | 63356 | CPAC |  | OP | PV | SUN | SOLAR | SUN-SOLAR | 1.9 | 0.179 | 2978 | 0.17892 | 1.9 | 2978 | 532.8238 | 0 | 0 | 0 | 0 | 0 | 0 | 0 | 0 | 0
15398 | 2021 | NJ | Colonial Pipeline Woodbury West Deptford | 63357 | CPWWD |  | OP | PV | SUN | SOLAR | SUN-SOLAR | 3.7 | 0.18 | 5831 | 0.1799 | 3.7 | 5831 | 1048.9969 | 0 | 0 | 0 | 0 | 0 | 0 | 0 | 0 | 0
15399 | 2021 | NJ | Community Foodbank of NJ | 60776 | FDBNK |  | OP | PV | SUN | SOLAR | SUN-SOLAR | 1 | 0.09 | 790 | 0.09018 | 1 | 790 | 71.2422 | 0 | 0 | 0 | 0 | 0 | 0 | 0 | 0 | 0
15400 | 2021 | NJ | Connell East LLC | 62598 | LOREA |  | OP | PV | SUN | SOLAR | SUN-SOLAR | 1.4 | 0.12 | 1470 | 0.11986 | 1.4 | 1470 | 176.1942 | 0 | 0 | 0 | 0 | 0 | 0 | 0 | 0 | 0
15401 | 2021 | NJ | Constellation New Energy Inc | 58029 | PV1 |  | OP | PV | SUN | SOLAR | SUN-SOLAR | 3.9 | 0.173 | 5907 | 0.1729 | 3.9 | 5907 | 1021.3203 | 0 | 0 | 0 | 0 | 0 | 0 | 0 | 0 | 0
15402 | 2021 | NJ | Cornerstone Power Holmdel LLC | 58536 | 1 |  | OP | PV | SUN | SOLAR | SUN-SOLAR | 3 | 0.125 | 3288 | 0.12511 | 3 | 3288 | 411.3617 | 0 | 0 | 0 | 0 | 0 | 0 | 0 | 0 | 0
15403 | 2021 | NJ | Cornerstone Power Vineland I LLC | 58512 | PV1 |  | OP | PV | SUN | SOLAR | SUN-SOLAR | 3.1 | 0.186 | 5050 | 0.18596 | 3.1 | 5050 | 939.098 | 0 | 0 | 0 | 0 | 0 | 0 | 0 | 0 | 0
15404 | 2021 | NJ | Corning Pharmaceutical Glass | 58359 | GG |  | OP | PV | SUN | SOLAR | SUN-SOLAR | 2.3 | 0.157 | 3164 | 0.15704 | 2.3 | 3164 | 496.8746 | 0 | 0 | 0 | 0 | 0 | 0 | 0 | 0 | 0
15405 | 2021 | NJ | County College of Morris | 58881 | PV01 |  | OP | PV | SUN | SOLAR | SUN-SOLAR | 2.9 | 0.153 | 3875 | 0.15254 | 2.9 | 3875 | 591.0925 | 0 | 0 | 0 | 0 | 0 | 0 | 0 | 0 | 0
15406 | 2021 | NJ | Covanta Essex Company | 10643 | GEN1 | 3 | OP | ST | MSW | BIOMASS | MSW-BIOMASS | 34.9 | 0.817 | 249654 | 0.79679 | 69.8 | 487198 | 198921.8107 | 3.07 | 0.521 | 2159.134 | 1.385 | 747.906 | 126.83 | 525962.989 | 674784.388 | 0
15407 | 2021 | NJ | Covanta Essex Company | 10643 | GEN2 | 3 | OP | ST | MSW | BIOMASS | MSW-BIOMASS | 34.9 | 0.777 | 237544 | 0.79679 | 69.8 | 487198 | 189272.6838 | 3.07 | 0.521 | 2159.134 | 1.385 | 747.906 | 126.83 | 525962.989 | 674784.388 | 0
15408 | 2021 | NJ | Cranbury | 59446 | CRANB |  | OP | PV | SUN | SOLAR | SUN-SOLAR | 5 | 0.15 | 6551 | 0.14957 | 5 | 6551 | 979.8331 | 0 | 0 | 0 | 0 | 0 | 0 | 0 | 0 | 0
15409 | 2021 | NJ | Cumberland (NJ) | 5083 | CUMB |  | OP | GT | NG | GAS | NG-GAS | 99.4 | 0.03 | 25904.62 | 0.02975 | 231.2 | 60253 | 770.6624 | 0.234 | 0.006 | 1157.596 | 0.023 | 7.04 | 0.176 | 34874.322 | 1384.407 | 0
15410 | 2021 | NJ | Cumberland (NJ) | 5083 | CUMB2 |  | OP | GT | NG | GAS | NG-GAS | 131.8 | 0.03 | 34348.38 | 0.02975 | 231.2 | 60253 | 1021.8643 | 0.234 | 0.006 | 1157.596 | 0.023 | 7.04 | 0.176 | 34874.322 | 1384.407 | 0
15411 | 2021 | NJ | Cumberland County Solid Waste Complex | 56884 | GEN 2 |  | OP | IC | LFG | BIOMASS | LFG-BIOMASS | 1.6 | 0.422 | 5912.667 | 0.42185 | 4.8 | 17738.001 | 2494.2586 | 0 | 0.431 | 0 | 0 | 0 | 3.821 | 0 | 0 | 0
15412 | 2021 | NJ | Cumberland County Solid Waste Complex | 56884 | GEN 3 |  | OP | IC | LFG | BIOMASS | LFG-BIOMASS | 1.6 | 0.422 | 5912.667 | 0.42185 | 4.8 | 17738.001 | 2494.2586 | 0 | 0.431 | 0 | 0 | 0 | 3.821 | 0 | 0 | 0
15413 | 2021 | NJ | Cumberland County Solid Waste Complex | 56884 | GEN1 |  | OP | IC | LFG | BIOMASS | LFG-BIOMASS | 1.6 | 0.422 | 5912.667 | 0.42185 | 4.8 | 17738.001 | 2494.2586 | 0 | 0.431 | 0 | 0 | 0 | 3.821 | 0 | 0 | 0
15414 | 2021 | NJ | Day Four Solar LLC | 62905 | DAY04 |  | OP | PV | SUN | SOLAR | SUN-SOLAR | 4.5 | 0.196 | 7732 | 0.19614 | 4.5 | 7732 | 1516.5545 | 0 | 0 | 0 | 0 | 0 | 0 | 0 | 0 | 0
15415 | 2021 | NJ | DCO Burlington | 63492 | CTG-1 |  | OP | GT | NG | GAS | NG-GAS | 3.5 | 0.518 | 15875 | 0.51778 | 3.5 | 15875 | 8219.7575 | 2.719 | 0.033 | 1191.679 | 0.022 | 21.579 | 0.259 | 9458.955 | 356.807 | 0
15416 | 2021 | NJ | Delanco | 64411 | DELAN |  | OP | PV | SUN | SOLAR | SUN-SOLAR | 2.4 | 0.114 | 2406 | 0.11444 | 2.4 | 2406 | 275.3426 | 0 | 0 | 0 | 0 | 0 | 0 | 0 | 0 | 0
15417 | 2021 | NJ | Delilah Road Landfill | 58951 | DRLS |  | OP | PV | SUN | SOLAR | SUN-SOLAR | 8.5 | 0.195 | 14502 | 0.19476 | 8.5 | 14502 | 2824.4095 | 0 | 0 | 0 | 0 | 0 | 0 | 0 | 0 | 0
15418 | 2021 | NJ | Deutsche Bank- Piscataway Solar | 60803 | DBPIS |  | OP | PV | SUN | SOLAR | SUN-SOLAR | 1 | 0.112 | 980 | 0.11187 | 1 | 980 | 109.6326 | 0 | 0 | 0 | 0 | 0 | 0 | 0 | 0 | 0
15419 | 2021 | NJ | DG Amaze ACY1 | 63286 | ACY1 |  | OP | PV | SUN | SOLAR | SUN-SOLAR | 3.8 | 0.025 | 838 | 0.02517 | 3.8 | 838 | 21.0925 | 0 | 0 | 0 | 0 | 0 | 0 | 0 | 0 | 0
15420 | 2021 | NJ | DG Camden LLC Holtec | 61515 | HOLTC |  | OP | PV | SUN | SOLAR | SUN-SOLAR | 2.2 | 0.201 | 3879 | 0.20128 | 2.2 | 3879 | 780.7651 | 0 | 0 | 0 | 0 | 0 | 0 | 0 | 0 | 0
15421 | 2021 | NJ | DG Florham Park Solar LLC | 62586 | BASF |  | OP | PV | SUN | SOLAR | SUN-SOLAR | 2 | 0.164 | 2872 | 0.16393 | 2 | 2872 | 470.807 | 0 | 0 | 0 | 0 | 0 | 0 | 0 | 0 | 0
15422 | 2021 | NJ | DG Infineum | 62958 | INFNM |  | OP | PV | SUN | SOLAR | SUN-SOLAR | 2 | 0.162 | 2831 | 0.16159 | 2 | 2831 | 457.4613 | 0 | 0 | 0 | 0 | 0 | 0 | 0 | 0 | 0
15423 | 2021 | NJ | DG Iron Mountain | 62957 | IRNMT |  | OP | PV | SUN | SOLAR | SUN-SOLAR | 5.4 | 0.15 | 7108 | 0.15026 | 5.4 | 7108 | 1068.0481 | 0 | 0 | 0 | 0 | 0 | 0 | 0 | 0 | 0
15424 | 2021 | NJ | DG New Jersey Solar RLS Logistics | 61507 | RLSNJ |  | OP | PV | SUN | SOLAR | SUN-SOLAR | 4 | 0.136 | 4754 | 0.13567 | 4 | 4754 | 644.9752 | 0 | 0 | 0 | 0 | 0 | 0 | 0 | 0 | 0
15425 | 2021 | NJ | Dix Solar, L.L.C | 61864 | DIXSL |  | OP | PV | SUN | SOLAR | SUN-SOLAR | 13 | 0.181 | 20560 | 0.18054 | 13 | 20560 | 3711.9024 | 0 | 0 | 0 | 0 | 0 | 0 | 0 | 0 | 0
15426 | 2021 | NJ | Dow Jones South Brunswick Solar | 57397 | PV01 |  | OP | PV | SUN | SOLAR | SUN-SOLAR | 2.2 | 0.148 | 2843.5 | 0.14755 | 3.6 | 4653 | 419.5584 | 0 | 0 | 0 | 0 | 0 | 0 | 0 | 0 | 0
15427 | 2021 | NJ | Dow Jones South Brunswick Solar | 57397 | PV02 |  | OP | PV | SUN | SOLAR | SUN-SOLAR | 1.4 | 0.148 | 1809.5 | 0.14755 | 3.6 | 4653 | 266.9917 | 0 | 0 | 0 | 0 | 0 | 0 | 0 | 0 | 0
15428 | 2021 | NJ | DRPA Lindenwold Station Solar Project | 65658 | DLSSP |  | OP | PV | SUN | SOLAR | SUN-SOLAR | 6 | 0.005 | 238 | 0.00453 | 6 | 238 | 1.0781 | 0 | 0 | 0 | 0 | 0 | 0 | 0 | 0 | 0
15429 | 2021 | NJ | DSM Nutritional Products Solar | 62713 | DSM |  | OP | PV | SUN | SOLAR | SUN-SOLAR | 10 | 0.18 | 15784 | 0.18018 | 10 | 15784 | 2843.9611 | 0 | 0 | 0 | 0 | 0 | 0 | 0 | 0 | 0
15430 | 2021 | NJ | DSM Solar | 60739 | PV1 |  | OP | PV | SUN | SOLAR | SUN-SOLAR | 4.5 | 0.145 | 5730 | 0.14536 | 4.5 | 5730 | 832.9128 | 0 | 0 | 0 | 0 | 0 | 0 | 0 | 0 | 0
15431 | 2021 | NJ | DTE Atlantic, LLC | 62492 | ACB-1 |  | OP | GT | NG | GAS | NG-GAS | 7.5 | 0.819 | 53804 | 0.81893 | 7.5 | 53804 | 44061.7097 | 5.168 | 0.052 | 1887.824 | 0.036 | 139.034 | 1.389 | 50786.25 | 1915.741 | 0
15432 | 2021 | NJ | Eagle Point Power Generation | 50561 | GTG1 |  | OP | CT | NG | GAS | NG-GAS | 90 | 0.061 | 47772 | 0.08522 | 251.8 | 187969 | 4071.1298 | 0.222 | 0.005 | 1031.753 | 0.021 | 20.872 | 0.49 | 96968.817 | 3893.953 | 0
15433 | 2021 | NJ | Eagle Point Power Generation | 50561 | GTG2 |  | OP | CT | NG | GAS | NG-GAS | 90 | 0.061 | 48311 | 0.08522 | 251.8 | 187969 | 4117.0634 | 0.222 | 0.005 | 1031.753 | 0.021 | 20.872 | 0.49 | 96968.817 | 3893.953 | 0
15434 | 2021 | NJ | Eagle Point Power Generation | 50561 | STG1 | 2 | OP | CA | NG | GAS | NG-GAS | 45 | 0.118 | 46433 | 0.08522 | 251.8 | 187969 | 3957.0203 | 0.222 | 0.005 | 1031.753 | 0.021 | 20.872 | 0.49 | 96968.817 | 3893.953 | 0
15435 | 2021 | NJ | Eagle Point Power Generation | 50561 | STG2 | 2 | OP | CA | NG | GAS | NG-GAS | 26.8 | 0.194 | 45453 | 0.08522 | 251.8 | 187969 | 3873.5047 | 0.222 | 0.005 | 1031.753 | 0.021 | 20.872 | 0.49 | 96968.817 | 3893.953 | 0
15436 | 2021 | NJ | East Amwell | 60327 | AMWEL |  | OP | PV | SUN | SOLAR | SUN-SOLAR | 1.8 | 0.169 | 2670 | 0.16933 | 1.8 | 2670 | 452.1111 | 0 | 0 | 0 | 0 | 0 | 0 | 0 | 0 | 0
15437 | 2021 | NJ | East Orange Solar | 60727 | PV1 |  | OP | PV | SUN | SOLAR | SUN-SOLAR | 4.5 | 0.155 | 6110 | 0.155 | 4.5 | 6110 | 947.05 | 0 | 0 | 0 | 0 | 0 | 0 | 0 | 0 | 0
15438 | 2021 | NJ | EDF Ph1 Toms River | 64327 | GEN1 |  | OP | PV | SUN | SOLAR | SUN-SOLAR | 21.3 | 0.127 | 23732 | 0.12719 | 21.3 | 23732 | 3018.4731 | 0 | 0 | 0 | 0 | 0 | 0 | 0 | 0 | 0
15439 | 2021 | NJ | Elmwood Park Power LLC | 50852 | GEN1 |  | RE | CT | NG | GAS | NG-GAS | 66.6 | 0 | 0 | 0 | 89.5 | 0 | 0 | 0 | 0 | 0 | 0 | 0 | 0 | 0 | 0 | 2021
15440 | 2021 | NJ | Elmwood Park Power LLC | 50852 | GEN2 | 1 | RE | CA | NG | GAS | NG-GAS | 22.9 | 0 | 0 | 0 | 89.5 | 0 | 0 | 0 | 0 | 0 | 0 | 0 | 0 | 0 | 0 | 2021
15441 | 2021 | NJ | Engelhard Solar LLC | 59367 | PV1 |  | OP | PV | SUN | SOLAR | SUN-SOLAR | 0.8 | 0.124 | 867 | 0.12372 | 0.8 | 867 | 107.2652 | 0 | 0 | 0 | 0 | 0 | 0 | 0 | 0 | 0
15442 | 2021 | NJ | EQX002 Secaucus Rd Fuel Cell | 63702 | EQX02 |  | OP | FC | NG | GAS | NG-GAS | 1.5 | 0.951 | 12502 | 0.95145 | 1.5 | 12502 | 11895.0279 | 0 | 0 | 0 | 0 | 0 | 0 | 0 | 0 | 0
15443 | 2021 | NJ | EQX003 Secaucus Rd Fuel Cell | 63703 | EQX03 |  | OP | FC | NG | GAS | NG-GAS | 2 | 0.844 | 14794 | 0.84441 | 2 | 14794 | 12492.2015 | 0 | 0 | 0 | 0 | 0 | 0 | 0 | 0 | 0
15444 | 2021 | NJ | EQX012 Harz Fuel Cell | 63706 | EQX12 |  | OP | FC | NG | GAS | NG-GAS | 2.5 | 0.809 | 17711 | 0.80872 | 2.5 | 17711 | 14323.2399 | 0 | 0 | 0 | 0 | 0 | 0 | 0 | 0 | 0
15445 | 2021 | NJ | Essex County Correctional Facility Cogen | 63540 | EG1 |  | OP | IC | NG | GAS | NG-GAS | 3.1 | 0.48 | 13028.5 | 0.47977 | 6.2 | 26057 | 6250.6834 | 29.453 | 0.035 | 1291.037 | 0.024 | 383.732 | 0.46 | 16820.276 | 634.489 | 0
15446 | 2021 | NJ | Essex County Correctional Facility Cogen | 63540 | EG2 |  | OP | IC | NG | GAS | NG-GAS | 3.1 | 0.48 | 13028.5 | 0.47977 | 6.2 | 26057 | 6250.6834 | 29.453 | 0.035 | 1291.037 | 0.024 | 383.732 | 0.46 | 16820.276 | 634.489 | 0
15447 | 2021 | NJ | ETS Ewing Solar Facility | 57574 | ETS1 |  | OP | PV | SUN | SOLAR | SUN-SOLAR | 1.3 | 0.135 | 1543 | 0.13549 | 1.3 | 1543 | 209.0611 | 0 | 0 | 0 | 0 | 0 | 0 | 0 | 0 | 0
15448 | 2021 | NJ | FedEx Woodbridge | 57776 | 1 |  | OP | PV | SUN | SOLAR | SUN-SOLAR | 2 | 0.117 | 2049 | 0.11695 | 2 | 2049 | 239.6305 | 0 | 0 | 0 | 0 | 0 | 0 | 0 | 0 | 0
15449 | 2021 | NJ | Flemington Solar | 57485 | FSNJ |  | OP | PV | SUN | SOLAR | SUN-SOLAR | 8 | 0.169 | 11841 | 0.16896 | 8 | 11841 | 2000.6554 | 0 | 0 | 0 | 0 | 0 | 0 | 0 | 0 | 0
15450 | 2021 | NJ | Florence Solar W3-080, LLC | 60990 | PV1 |  | OP | PV | SUN | SOLAR | SUN-SOLAR | 7.9 | 0.168 | 11595 | 0.16755 | 7.9 | 11595 | 1942.7423 | 0 | 0 | 0 | 0 | 0 | 0 | 0 | 0 | 0
15451 | 2021 | NJ | Forked River | 7138 | 1 |  | OP | GT | NG | OIL | NG-OIL | 38.4 | 0.012 | 4068.5 | 0.01209 | 76.8 | 8137 | 49.1882 | 2.425 | 0.025 | 1741.674 | 0.033 | 9.865 | 0.103 | 7086 | 264.905 | 0
15452 | 2021 | NJ | Forked River | 7138 | 2 |  | OP | GT | NG | OIL | NG-OIL | 38.4 | 0.012 | 4068.5 | 0.01209 | 76.8 | 8137 | 49.1882 | 2.425 | 0.025 | 1741.674 | 0.033 | 9.865 | 0.103 | 7086 | 264.905 | 0
15453 | 2021 | NJ | Frankford Solar | 60732 | PV1 |  | OP | PV | SUN | SOLAR | SUN-SOLAR | 8.2 | 0.141 | 10151 | 0.14132 | 8.2 | 10151 | 1434.5393 | 0 | 0 | 0 | 0 | 0 | 0 | 0 | 0 | 0
15454 | 2021 | NJ | Franklin Solar | 63149 | FRANK |  | OP | PV | SUN | SOLAR | SUN-SOLAR | 8.8 | 0.167 | 12855 | 0.16676 | 8.8 | 12855 | 2143.6998 | 0 | 0 | 0 | 0 | 0 | 0 | 0 | 0 | 0
15455 | 2021 | NJ | Freeze Solar | 60759 | PV1 |  | OP | PV | SUN | SOLAR | SUN-SOLAR | 1.5 | 0.156 | 2050 | 0.15601 | 1.5 | 2050 | 319.8205 | 0 | 0 | 0 | 0 | 0 | 0 | 0 | 0 | 2028
15456 | 2021 | NJ | French's Landfill PV | 60994 | GEN1 |  | OP | PV | SUN | SOLAR | SUN-SOLAR | 5.1 | 0.154 | 6897 | 0.15438 | 5.1 | 6897 | 1064.7589 | 0 | 0 | 0 | 0 | 0 | 0 | 0 | 0 | 0
15457 | 2021 | NJ | Frenchtown I Solar | 57486 | F1NJ |  | OP | PV | SUN | SOLAR | SUN-SOLAR | 3 | 0.16 | 4215 | 0.16039 | 3 | 4215 | 676.0439 | 0 | 0 | 0 | 0 | 0 | 0 | 0 | 0 | 0
15458 | 2021 | NJ | Frenchtown II Solar | 57487 | F2NJ |  | OP | PV | SUN | SOLAR | SUN-SOLAR | 3 | 0.154 | 4056 | 0.15434 | 3 | 4056 | 626.003 | 0 | 0 | 0 | 0 | 0 | 0 | 0 | 0 | 0
15459 | 2021 | NJ | Frenchtown III Solar | 58564 | F3NJ |  | OP | PV | SUN | SOLAR | SUN-SOLAR | 7.9 | 0.181 | 12559 | 0.18148 | 7.9 | 12559 | 2279.2073 | 0 | 0 | 0 | 0 | 0 | 0 | 0 | 0 | 0
15460 | 2021 | NJ | G&S Wantage Solar LLC | 59366 | PV1 |  | OP | PV | SUN | SOLAR | SUN-SOLAR | 8.5 | 0.115 | 8592 | 0.11539 | 8.5 | 8592 | 991.4309 | 0 | 0 | 0 | 0 | 0 | 0 | 0 | 0 | 0
15461 | 2021 | NJ | Galloway Landfill | 63698 | GALLO |  | OP | PV | SUN | SOLAR | SUN-SOLAR | 2.3 | 0.198 | 3991 | 0.19808 | 2.3 | 3991 | 790.5373 | 0 | 0 | 0 | 0 | 0 | 0 | 0 | 0 | 0
15462 | 2021 | NJ | Garfield Solar | 62680 | GARFE |  | OP | PV | SUN | SOLAR | SUN-SOLAR | 0.4 | 0.158 | 552.19 | 0.15759 | 4.2 | 5798 | 87.0196 | 0 | 0 | 0 | 0 | 0 | 0 | 0 | 0 | 0
15463 | 2021 | NJ | Garfield Solar | 62680 | GARFN |  | OP | PV | SUN | SOLAR | SUN-SOLAR | 0.8 | 0.158 | 1104.381 | 0.15759 | 4.2 | 5798 | 174.0394 | 0 | 0 | 0 | 0 | 0 | 0 | 0 | 0 | 0
15464 | 2021 | NJ | Garfield Solar | 62680 | GARFS |  | OP | PV | SUN | SOLAR | SUN-SOLAR | 1.4 | 0.158 | 1932.667 | 0.15759 | 4.2 | 5798 | 304.569 | 0 | 0 | 0 | 0 | 0 | 0 | 0 | 0 | 0
15465 | 2021 | NJ | Garfield Solar | 62680 | GARMS |  | OP | PV | SUN | SOLAR | SUN-SOLAR | 1.6 | 0.158 | 2208.762 | 0.15759 | 4.2 | 5798 | 348.0788 | 0 | 0 | 0 | 0 | 0 | 0 | 0 | 0 | 0
15466 | 2021 | NJ | Gemini Technologies Services, Inc. Solar | 60804 | DBGAT |  | OP | PV | SUN | SOLAR | SUN-SOLAR | 1.3 | 0.129 | 1469 | 0.129 | 1.3 | 1469 | 189.501 | 0 | 0 | 0 | 0 | 0 | 0 | 0 | 0 | 0
15467 | 2021 | NJ | Gilbert | 2393 | 4 |  | OP | CT | NG | GAS | NG-GAS | 54 | 0.022 | 10389 | 0.01534 | 512 | 68804 | 159.3673 | 0.449 | 0.01 | 1410.326 | 0.029 | 15.442 | 0.34 | 48518.027 | 1978.633 | 0
15468 | 2021 | NJ | Gilbert | 2393 | 5 |  | OP | CT | NG | GAS | NG-GAS | 54 | 0.018 | 8301 | 0.01534 | 512 | 68804 | 127.3373 | 0.449 | 0.01 | 1410.326 | 0.029 | 15.442 | 0.34 | 48518.027 | 1978.633 | 0
15469 | 2021 | NJ | Gilbert | 2393 | 6 |  | OP | CT | NG | GAS | NG-GAS | 54 | 0.026 | 12432 | 0.01534 | 512 | 68804 | 190.7069 | 0.449 | 0.01 | 1410.326 | 0.029 | 15.442 | 0.34 | 48518.027 | 1978.633 | 0
15470 | 2021 | NJ | Gilbert | 2393 | 7 |  | OP | CT | NG | GAS | NG-GAS | 54 | 0.024 | 11490 | 0.01534 | 512 | 68804 | 176.2566 | 0.449 | 0.01 | 1410.326 | 0.029 | 15.442 | 0.34 | 48518.027 | 1978.633 | 0
15471 | 2021 | NJ | Gilbert | 2393 | 8 | 4 | OP | CA | NG | GAS | NG-GAS | 135 | 0.011 | 12616 | 0.01534 | 512 | 68804 | 193.5294 | 0.449 | 0.01 | 1410.326 | 0.029 | 15.442 | 0.34 | 48518.027 | 1978.633 | 0
15472 | 2021 | NJ | Gilbert | 2393 | 9 |  | OP | GT | NG | GAS | NG-GAS | 161 | 0.01 | 13576 | 0.01534 | 512 | 68804 | 208.2558 | 0.449 | 0.01 | 1410.326 | 0.029 | 15.442 | 0.34 | 48518.027 | 1978.633 | 0
15473 | 2021 | NJ | Glopak Solar PV Power Plant | 61248 | INV1R |  | OP | PV | SUN | SOLAR | SUN-SOLAR | 0.5 | 0.133 | 582.5 | 0.13299 | 1 | 1165 | 77.4667 | 0 | 0 | 0 | 0 | 0 | 0 | 0 | 0 | 0
15474 | 2021 | NJ | Glopak Solar PV Power Plant | 61248 | INV2G |  | OP | PV | SUN | SOLAR | SUN-SOLAR | 0.5 | 0.133 | 582.5 | 0.13299 | 1 | 1165 | 77.4667 | 0 | 0 | 0 | 0 | 0 | 0 | 0 | 0 | 0
15475 | 2021 | NJ | Gloucester Community College Solar | 60752 | PV1 |  | OP | PV | SUN | SOLAR | SUN-SOLAR | 2.3 | 0.182 | 3663 | 0.1818 | 2.3 | 3663 | 665.9334 | 0 | 0 | 0 | 0 | 0 | 0 | 0 | 0 | 0
15476 | 2021 | NJ | Goya Foods, Inc- Jersey City Solar | 60839 | PV1 |  | OP | PV | SUN | SOLAR | SUN-SOLAR | 2.5 | 0.176 | 3856 | 0.17607 | 2.5 | 3856 | 678.9259 | 0 | 0 | 0 | 0 | 0 | 0 | 0 | 0 | 0
15477 | 2021 | NJ | Goya Foods, Inc- Secaucus Solar | 60840 | PV1 |  | OP | PV | SUN | SOLAR | SUN-SOLAR | 1.6 | 0.175 | 2455 | 0.17516 | 1.6 | 2455 | 430.0178 | 0 | 0 | 0 | 0 | 0 | 0 | 0 | 0 | 0
15478 | 2021 | NJ | Great Falls Hydro Project | 52068 | GEN1 |  | OP | HY | WAT | HYDRO | WAT-HYDRO | 4.1 | 0.169 | 6074.667 | 0.16914 | 12.3 | 18224.001 | 1027.4692 | 0 | 0 | 0 | 0 | 0 | 0 | 0 | 0 | 0
15479 | 2021 | NJ | Great Falls Hydro Project | 52068 | GEN2 |  | OP | HY | WAT | HYDRO | WAT-HYDRO | 4.1 | 0.169 | 6074.667 | 0.16914 | 12.3 | 18224.001 | 1027.4692 | 0 | 0 | 0 | 0 | 0 | 0 | 0 | 0 | 0
15480 | 2021 | NJ | Great Falls Hydro Project | 52068 | GEN3 |  | OP | HY | WAT | HYDRO | WAT-HYDRO | 4.1 | 0.169 | 6074.667 | 0.16914 | 12.3 | 18224.001 | 1027.4692 | 0 | 0 | 0 | 0 | 0 | 0 | 0 | 0 | 0
15481 | 2021 | NJ | GSPP Onyx New Brunswick LLC | 64422 | NBOE1 |  | OP | PV | SUN | SOLAR | SUN-SOLAR | 0.3 | 0.16 | 421.636 | 0.16044 | 1.1 | 1545.999 | 67.6473 | 0 | 0 | 0 | 0 | 0 | 0 | 0 | 0 | 0
15482 | 2021 | NJ | GSPP Onyx New Brunswick LLC | 64422 | NBOE2 |  | OP | PV | SUN | SOLAR | SUN-SOLAR | 0.4 | 0.16 | 562.182 | 0.16044 | 1.1 | 1545.999 | 90.1965 | 0 | 0 | 0 | 0 | 0 | 0 | 0 | 0 | 0
15483 | 2021 | NJ | GSPP Onyx New Brunswick LLC | 64422 | NBOE3 |  | OP | PV | SUN | SOLAR | SUN-SOLAR | 0.3 | 0.16 | 421.636 | 0.16044 | 1.1 | 1545.999 | 67.6473 | 0 | 0 | 0 | 0 | 0 | 0 | 0 | 0 | 0
15484 | 2021 | NJ | GSPP Onyx New Brunswick LLC | 64422 | NBOE4 |  | OP | PV | SUN | SOLAR | SUN-SOLAR | 0.1 | 0.16 | 140.545 | 0.16044 | 1.1 | 1545.999 | 22.549 | 0 | 0 | 0 | 0 | 0 | 0 | 0 | 0 | 0
15485 | 2021 | NJ | Hall's Warehouse Solar Project | 56877 | TBD |  | OP | PV | SUN | SOLAR | SUN-SOLAR | 1.6 | 0.097 | 1358 | 0.09689 | 1.6 | 1358 | 131.5766 | 0 | 0 | 0 | 0 | 0 | 0 | 0 | 0 | 0
15486 | 2021 | NJ | Hamilton Solar-Crosswicks | 60489 | PV1 |  | OP | PV | SUN | SOLAR | SUN-SOLAR | 3.5 | 0.14 | 4278.4 | 0.13954 | 7.5 | 9168 | 597.0079 | 0 | 0 | 0 | 0 | 0 | 0 | 0 | 0 | 0
15487 | 2021 | NJ | Hamilton Solar-Crosswicks | 60489 | PV2 |  | OP | PV | SUN | SOLAR | SUN-SOLAR | 4 | 0.14 | 4889.6 | 0.13954 | 7.5 | 9168 | 682.2948 | 0 | 0 | 0 | 0 | 0 | 0 | 0 | 0 | 0
15488 | 2021 | NJ | Hanover | 59628 | HNOVR |  | OP | PV | SUN | SOLAR | SUN-SOLAR | 5 | 0.171 | 7486 | 0.17091 | 5 | 7486 | 1279.4323 | 0 | 0 | 0 | 0 | 0 | 0 | 0 | 0 | 0
15489 | 2021 | NJ | Harmon DC Totowa NJ | 58095 | TONJ |  | OP | PV | SUN | SOLAR | SUN-SOLAR | 1.5 | 0.131 | 1719 | 0.13082 | 1.5 | 1719 | 224.8796 | 0 | 0 | 0 | 0 | 0 | 0 | 0 | 0 | 0
15490 | 2021 | NJ | Harmony | 59627 | HRMNY |  | OP | PV | SUN | SOLAR | SUN-SOLAR | 3 | 0.161 | 4240 | 0.16134 | 3 | 4240 | 684.0816 | 0 | 0 | 0 | 0 | 0 | 0 | 0 | 0 | 0
15491 | 2021 | NJ | Hartz Way | 60501 | 1 |  | OP | PV | SUN | SOLAR | SUN-SOLAR | 1 | 0.134 | 1173 | 0.1339 | 1 | 1173 | 157.0647 | 0 | 0 | 0 | 0 | 0 | 0 | 0 | 0 | 0
15492 | 2021 | NJ | Haworth Water Treatment Plant | 56701 | GEN1 |  | OP | IC | NG | OIL | NG-OIL | 2 | 0.121 | 2128.625 | 0.1215 | 16 | 17029 | 258.6279 | 140.853 | 1.739 | 1643.919 | 0.026 | 1199.292 | 14.805 | 13997.15 | 440.497 | 0
15493 | 2021 | NJ | Haworth Water Treatment Plant | 56701 | GEN2 |  | OP | IC | NG | OIL | NG-OIL | 2 | 0.121 | 2128.625 | 0.1215 | 16 | 17029 | 258.6279 | 140.853 | 1.739 | 1643.919 | 0.026 | 1199.292 | 14.805 | 13997.15 | 440.497 | 0
15494 | 2021 | NJ | Haworth Water Treatment Plant | 56701 | GEN3 |  | OP | IC | NG | OIL | NG-OIL | 2 | 0.121 | 2128.625 | 0.1215 | 16 | 17029 | 258.6279 | 140.853 | 1.739 | 1643.919 | 0.026 | 1199.292 | 14.805 | 13997.15 | 440.497 | 0
15495 | 2021 | NJ | Haworth Water Treatment Plant | 56701 | GEN4 |  | OP | IC | NG | OIL | NG-OIL | 2 | 0.121 | 2128.625 | 0.1215 | 16 | 17029 | 258.6279 | 140.853 | 1.739 | 1643.919 | 0.026 | 1199.292 | 14.805 | 13997.15 | 440.497 | 0
15496 | 2021 | NJ | Haworth Water Treatment Plant | 56701 | GEN5 |  | OP | IC | DFO | OIL | DFO-OIL | 4 | 0.121 | 4257.25 | 0.1215 | 16 | 17029 | 517.2559 | 140.853 | 1.739 | 1643.919 | 0.026 | 1199.292 | 14.805 | 13997.15 | 440.497 | 0
15497 | 2021 | NJ | Haworth Water Treatment Plant | 56701 | GEN6 |  | OP | IC | DFO | OIL | DFO-OIL | 4 | 0.121 | 4257.25 | 0.1215 | 16 | 17029 | 517.2559 | 140.853 | 1.739 | 1643.919 | 0.026 | 1199.292 | 14.805 | 13997.15 | 440.497 | 0
15498 | 2021 | NJ | Heller 400M | 62438 | A |  | OP | PV | SUN | SOLAR | SUN-SOLAR | 0.8 | 0.129 | 903.333 | 0.1289 | 1.2 | 1354.999 | 116.4396 | 0 | 0 | 0 | 0 | 0 | 0 | 0 | 0 | 2028
15499 | 2021 | NJ | Heller 400M | 62438 | B |  | OP | PV | SUN | SOLAR | SUN-SOLAR | 0.2 | 0.129 | 225.833 | 0.1289 | 1.2 | 1354.999 | 29.1099 | 0 | 0 | 0 | 0 | 0 | 0 | 0 | 0 | 2028
15500 | 2021 | NJ | Heller 400M | 62438 | C |  | OP | PV | SUN | SOLAR | SUN-SOLAR | 0.2 | 0.129 | 225.833 | 0.1289 | 1.2 | 1354.999 | 29.1099 | 0 | 0 | 0 | 0 | 0 | 0 | 0 | 0 | 2028
15501 | 2021 | NJ | Heller Industrial Parks | 57869 | HH |  | OP | PV | SUN | SOLAR | SUN-SOLAR | 0.5 | 0.141 | 617.391 | 0.14096 | 4.6 | 5680 | 87.0274 | 0 | 0 | 0 | 0 | 0 | 0 | 0 | 0 | 2027
15502 | 2021 | NJ | Heller Industrial Parks | 57869 | HII |  | OP | PV | SUN | SOLAR | SUN-SOLAR | 0.4 | 0.141 | 493.913 | 0.14096 | 4.6 | 5680 | 69.622 | 0 | 0 | 0 | 0 | 0 | 0 | 0 | 0 | 2027
15503 | 2021 | NJ | Heller Industrial Parks | 57869 | HJC |  | OP | PV | SUN | SOLAR | SUN-SOLAR | 0.2 | 0.141 | 246.957 | 0.14096 | 4.6 | 5680 | 34.8111 | 0 | 0 | 0 | 0 | 0 | 0 | 0 | 0 | 2027
15504 | 2021 | NJ | Heller Industrial Parks | 57869 | HM |  | OP | PV | SUN | SOLAR | SUN-SOLAR | 0.8 | 0.141 | 987.826 | 0.14096 | 4.6 | 5680 | 139.244 | 0 | 0 | 0 | 0 | 0 | 0 | 0 | 0 | 2027
15505 | 2021 | NJ | Heller Industrial Parks | 57869 | UNIT1 |  | OP | PV | SUN | SOLAR | SUN-SOLAR | 2.7 | 0.141 | 3333.913 | 0.14096 | 4.6 | 5680 | 469.9484 | 0 | 0 | 0 | 0 | 0 | 0 | 0 | 0 | 2027
15506 | 2021 | NJ | Highland Park Borough Solar | 65468 | HIGH |  | OP | PV | SUN | SOLAR | SUN-SOLAR | 0.5 | 0.149 | 652 | 0.06766 | 1.1 | 652 | 44.1143 | 0 | 0 | 0 | 0 | 0 | 0 | 0 | 0 | 0
15507 | 2021 | NJ | Highland Park Borough Solar | 65468 | HPBA |  | OP | BA | MWH | SOLAR | MWH-SOLAR | 0.6 | 0 | 0 | 0.06766 | 1.1 | 652 | 0 | 0 | 0 | 0 | 0 | 0 | 0 | 0 | 0 | 0
15508 | 2021 | NJ | Hoffmann LaRoche | 10123 | TG01 |  | OP | GT | NG | GAS | NG-GAS | 5.3 | 0.541 | 25111.5 | 0.54087 | 10.6 | 50223 | 13582.057 | 1.617 | 0.016 | 592.359 | 0.011 | 40.605 | 0.406 | 14875.024 | 564.346 | 0
15509 | 2021 | NJ | Hoffmann LaRoche | 10123 | TG03 |  | OP | GT | NG | GAS | NG-GAS | 5.3 | 0.541 | 25111.5 | 0.54087 | 10.6 | 50223 | 13582.057 | 1.617 | 0.016 | 592.359 | 0.011 | 40.605 | 0.406 | 14875.024 | 564.346 | 0
15510 | 2021 | NJ | Holland Solar | 60763 | PV1 |  | OP | PV | SUN | SOLAR | SUN-SOLAR | 3 | 0.122 | 3215 | 0.12234 | 3 | 3215 | 393.3231 | 0 | 0 | 0 | 0 | 0 | 0 | 0 | 0 | 0
15511 | 2021 | NJ | Hopewell Cogeneration NJ | 60933 | GEN1 |  | OP | IC | NG | GAS | NG-GAS | 2 | 0.043 | 753 | 0.04298 | 4 | 1506 | 32.3639 | 29.865 | 0.036 | 1299.052 | 0.025 | 22.488 | 0.027 | 978.186 | 36.899 | 0
15512 | 2021 | NJ | Hopewell Cogeneration NJ | 60933 | GEN2 |  | OP | IC | NG | GAS | NG-GAS | 2 | 0.043 | 753 | 0.04298 | 4 | 1506 | 32.3639 | 29.865 | 0.036 | 1299.052 | 0.025 | 22.488 | 0.027 | 978.186 | 36.899 | 0
15513 | 2021 | NJ | Hopewell Valley High School Hybrid | 61473 | BA1 |  | OP | BA | MWH | SOLAR | MWH-SOLAR | 1 | 0 | 0 | 0.0453 | 1.9 | 754 | 0 | 0 | 0 | 0 | 0 | 0 | 0 | 0 | 0 | 0
15514 | 2021 | NJ | Hopewell Valley High School Hybrid | 61473 | HWVHS |  | OP | PV | SUN | SOLAR | SUN-SOLAR | 0.9 | 0.096 | 754 | 0.0453 | 1.9 | 754 | 34.1562 | 0 | 0 | 0 | 0 | 0 | 0 | 0 | 0 | 0
15515 | 2021 | NJ | Howard Down | 2434 | 11 |  | OP | GT | NG | GAS | NG-GAS | 68.2 | 0.072 | 43212 | 0.07233 | 68.2 | 43212 | 3125.524 | 0.202 | 0.006 | 1211.282 | 0.024 | 4.368 | 0.132 | 26170.952 | 1017.258 | 0
15516 | 2021 | NJ | Howell Solar | 60728 | PV1 |  | OP | PV | SUN | SOLAR | SUN-SOLAR | 7 | 0.192 | 11755 | 0.1917 | 7 | 11755 | 2253.4335 | 0 | 0 | 0 | 0 | 0 | 0 | 0 | 0 | 0
15517 | 2021 | NJ | Hunterdon Health System Solar Project | 62225 | PV1 |  | OP | PV | SUN | SOLAR | SUN-SOLAR | 1.5 | 0.177 | 2324 | 0.17686 | 1.5 | 2324 | 411.0226 | 0 | 0 | 0 | 0 | 0 | 0 | 0 | 0 | 0
15518 | 2021 | NJ | IFF Hazlet | 60709 | GRND |  | OP | PV | SUN | SOLAR | SUN-SOLAR | 3 | 0.184 | 4832 | 0.18387 | 3 | 4832 | 888.4598 | 0 | 0 | 0 | 0 | 0 | 0 | 0 | 0 | 2028
15519 | 2021 | NJ | IFF Union Beach Project | 62306 | IFFUB |  | OP | PV | SUN | SOLAR | SUN-SOLAR | 5.5 | 0.148 | 7149 | 0.14838 | 5.5 | 7149 | 1060.7686 | 0 | 0 | 0 | 0 | 0 | 0 | 0 | 0 | 0
15520 | 2021 | NJ | IGS FE Trenton, LLC | 63626 | 229 |  | OP | PV | SUN | SOLAR | SUN-SOLAR | 1.5 | 0.149 | 1962 | 0.14932 | 1.5 | 1962 | 292.9658 | 0 | 0 | 0 | 0 | 0 | 0 | 0 | 0 | 0
15521 | 2021 | NJ | IGS Solar I - EWR5 | 61359 | EWR5 |  | OP | PV | SUN | SOLAR | SUN-SOLAR | 1.9 | 0.097 | 1621 | 0.09739 | 1.9 | 1621 | 157.8692 | 0 | 0 | 0 | 0 | 0 | 0 | 0 | 0 | 0
15522 | 2021 | NJ | IGS Solar I - EWR6 | 61360 | EWR6 |  | OP | PV | SUN | SOLAR | SUN-SOLAR | 1.9 | 0.089 | 1476 | 0.08868 | 1.9 | 1476 | 130.8917 | 0 | 0 | 0 | 0 | 0 | 0 | 0 | 0 | 0
15523 | 2021 | NJ | IIV000 Mt Bethel Fuel Cell | 63713 | IIV0A |  | OP | FC | NG | GAS | NG-GAS | 1.3 | 0.835 | 9509.5 | 0.83505 | 2.6 | 19019 | 7940.908 | 0 | 0 | 0 | 0 | 0 | 0 | 0 | 0 | 0
15524 | 2021 | NJ | IIV000 Mt Bethel Fuel Cell | 63713 | IIV0B |  | OP | FC | NG | GAS | NG-GAS | 1.3 | 0.835 | 9509.5 | 0.83505 | 2.6 | 19019 | 7940.908 | 0 | 0 | 0 | 0 | 0 | 0 | 0 | 0 | 0
15525 | 2021 | NJ | IKEA Westhampton 061 | 58016 | PV |  | OP | PV | SUN | SOLAR | SUN-SOLAR | 1.8 | 0.138 | 2183 | 0.13844 | 1.8 | 2183 | 302.2145 | 0 | 0 | 0 | 0 | 0 | 0 | 0 | 0 | 0
15526 | 2021 | NJ | ILR Landfill | 60375 | ILR1 |  | OP | PV | SUN | SOLAR | SUN-SOLAR | 6.6 | 0.166 | 9612 | 0.16625 | 6.6 | 9612 | 1597.995 | 0 | 0 | 0 | 0 | 0 | 0 | 0 | 0 | 0
15527 | 2021 | NJ | Imclone Solar Electric Facility | 59631 | IM |  | OP | PV | SUN | SOLAR | SUN-SOLAR | 8 | 0.159 | 11154 | 0.15916 | 8 | 11154 | 1775.2706 | 0 | 0 | 0 | 0 | 0 | 0 | 0 | 0 | 0
15528 | 2021 | NJ | IOS - ERW9 | 61466 | EWR9 |  | OP | PV | SUN | SOLAR | SUN-SOLAR | 5.3 | 0.089 | 4133 | 0.08902 | 5.3 | 4133 | 367.9197 | 0 | 0 | 0 | 0 | 0 | 0 | 0 | 0 | 0
15529 | 2021 | NJ | ISH Solar Central, LLC | 57799 | 1 |  | OP | PV | SUN | SOLAR | SUN-SOLAR | 1.4 | 0 | 0 | 0 | 1.4 | 0 | 0 | 0 | 0 | 0 | 0 | 0 | 0 | 0 | 0 | 0
15530 | 2021 | NJ | Jackson Board of Education-Liberty HS | 60113 | PV1 |  | OP | PV | SUN | SOLAR | SUN-SOLAR | 1.2 | 0.162 | 1707 | 0.16239 | 1.2 | 1707 | 277.1997 | 0 | 0 | 0 | 0 | 0 | 0 | 0 | 0 | 0
15531 | 2021 | NJ | Jackson Legler Solar 1 LLC | 65094 | 314 |  | OP | PV | SUN | SOLAR | SUN-SOLAR | 2.9 | 0.009 | 237 | 0.00933 | 2.9 | 237 | 2.2112 | 0 | 0 | 0 | 0 | 0 | 0 | 0 | 0 | 0
15532 | 2021 | NJ | Jacobstown | 59185 | PV1 |  | OP | PV | SUN | SOLAR | SUN-SOLAR | 5 | 0.178 | 7808 | 0.17826 | 5 | 7808 | 1391.8541 | 0 | 0 | 0 | 0 | 0 | 0 | 0 | 0 | 0
15533 | 2021 | NJ | Jefferson Avenue | 60499 | 1 |  | OP | PV | SUN | SOLAR | SUN-SOLAR | 1.7 | 0.139 | 2064 | 0.1386 | 1.7 | 2064 | 286.0704 | 0 | 0 | 0 | 0 | 0 | 0 | 0 | 0 | 0
15534 | 2021 | NJ | Jersey City DWP | 63530 | 10331 |  | OP | PV | SUN | SOLAR | SUN-SOLAR | 1 | 0.151 | 1320 | 0.15068 | 1 | 1320 | 198.8976 | 0 | 0 | 0 | 0 | 0 | 0 | 0 | 0 | 0
15535 | 2021 | NJ | Jersey Gardens Phase 1 | 58653 | 1 |  | OP | PV | SUN | SOLAR | SUN-SOLAR | 1.7 | 0.127 | 1892 | 0.12705 | 1.7 | 1892 | 240.3786 | 0 | 0 | 0 | 0 | 0 | 0 | 0 | 0 | 0
15536 | 2021 | NJ | Jersey Gardens Phase 2 | 58654 | 1 |  | OP | PV | SUN | SOLAR | SUN-SOLAR | 2.3 | 0.157 | 3161 | 0.15689 | 2.3 | 3161 | 495.9293 | 0 | 0 | 0 | 0 | 0 | 0 | 0 | 0 | 0
15537 | 2021 | NJ | Jersey-Atlantic Wind Farm | 56300 | 1 |  | OP | WT | WND | WIND | WND-WIND | 7.5 | 0.3 | 19729 | 0.30029 | 7.5 | 19729 | 5924.4214 | 0 | 0 | 0 | 0 | 0 | 0 | 0 | 0 | 0
15538 | 2021 | NJ | JMB Mcguire-Dix-Lakehurst Solar Project | 58793 | UCIV |  | OP | PV | SUN | SOLAR | SUN-SOLAR | 11.4 | 0.136 | 13552 | 0.1357 | 11.4 | 13552 | 1839.0064 | 0 | 0 | 0 | 0 | 0 | 0 | 0 | 0 | 0
15539 | 2021 | NJ | Johnson Matthey, Inc. Solar | 57723 | PV1 |  | OP | PV | SUN | SOLAR | SUN-SOLAR | 4 | 0.202 | 7077 | 0.20197 | 4 | 7077 | 1429.3417 | 0 | 0 | 0 | 0 | 0 | 0 | 0 | 0 | 0
15540 | 2021 | NJ | Jordache Enterprises Solar | 58049 | PV |  | OP | PV | SUN | SOLAR | SUN-SOLAR | 1.3 | 0.011 | 130 | 0.01142 | 1.3 | 130 | 1.4846 | 0 | 0 | 0 | 0 | 0 | 0 | 0 | 0 | 0
15541 | 2021 | NJ | Junction Road | 60265 | JUNCT |  | OP | PV | SUN | SOLAR | SUN-SOLAR | 4.4 | 0.182 | 7028 | 0.18234 | 4.4 | 7028 | 1281.4855 | 0 | 0 | 0 | 0 | 0 | 0 | 0 | 0 | 0
15542 | 2021 | NJ | KDC Solar ASGM | 62739 | ARDAH |  | OP | PV | SUN | SOLAR | SUN-SOLAR | 3.8 | 0.209 | 6958 | 0.20902 | 3.8 | 6958 | 1454.3612 | 0 | 0 | 0 | 0 | 0 | 0 | 0 | 0 | 0
15543 | 2021 | NJ | KDC Solar CSCP LLC | 62746 | CSCP |  | OP | PV | SUN | SOLAR | SUN-SOLAR | 3.4 | 0.161 | 4789 | 0.16079 | 3.4 | 4789 | 770.0233 | 0 | 0 | 0 | 0 | 0 | 0 | 0 | 0 | 0
15544 | 2021 | NJ | KDC Solar PR1, LLC | 59910 | SF |  | OP | PV | SUN | SOLAR | SUN-SOLAR | 17 | 0.194 | 28892 | 0.19401 | 17 | 28892 | 5605.3369 | 0 | 0 | 0 | 0 | 0 | 0 | 0 | 0 | 0
15545 | 2021 | NJ | Kenilworth Energy Facility | 10805 | GEN1 |  | OP | CT | NG | GAS | NG-GAS | 22 | 0.671 | 129220.49 | 0.58357 | 28.8 | 147228.54 | 75409.2013 | 0.983 | 0.028 | 868.376 | 0.016 | 72.367 | 2.053 | 63924.879 | 2397.719 | 0
15546 | 2021 | NJ | Kenilworth Energy Facility | 10805 | GEN2 |  | OP | CA | NG | GAS | NG-GAS | 6.8 | 0.302 | 18008.05 | 0.58357 | 28.8 | 147228.54 | 10508.9577 | 0.983 | 0.028 | 868.376 | 0.016 | 72.367 | 2.053 | 63924.879 | 2397.719 | 0
15547 | 2021 | NJ | Kinsley II Landfill Solar System | 65466 | KINS2 |  | OP | PV | SUN | SOLAR | SUN-SOLAR | 2 | 0.324 | 5680 | 0.3242 | 2 | 5680 | 1841.456 | 0 | 0 | 0 | 0 | 0 | 0 | 0 | 0 | 0
15548 | 2021 | NJ | Kinsley Landfill Solar | 58877 | KINS |  | OP | PV | SUN | SOLAR | SUN-SOLAR | 8.6 | 0.176 | 13252 | 0.17591 | 8.6 | 13252 | 2331.1593 | 0 | 0 | 0 | 0 | 0 | 0 | 0 | 0 | 0
15549 | 2021 | NJ | L&D Landfill Solar | 59601 | L&D |  | OP | PV | SUN | SOLAR | SUN-SOLAR | 10 | 0.193 | 16897 | 0.19289 | 10 | 16897 | 3259.2623 | 0 | 0 | 0 | 0 | 0 | 0 | 0 | 0 | 0
15550 | 2021 | NJ | LabCorp Engine | 64142 | LCG |  | OP | IC | NG | GAS | NG-GAS | 3.2 | 0.026 | 727 | 0.02593 | 3.2 | 727 | 18.8511 | 31.045 | 0.037 | 1362.311 | 0.026 | 11.285 | 0.014 | 495.2 | 18.68 | 0
15551 | 2021 | NJ | Lakehurst Solar | 63503 | LAKHS |  | OP | PV | SUN | SOLAR | SUN-SOLAR | 9.6 | 0.182 | 15314 | 0.1821 | 9.6 | 15314 | 2788.6794 | 0 | 0 | 0 | 0 | 0 | 0 | 0 | 0 | 0
15552 | 2021 | NJ | Lakewood Cheddar School | 62454 | 1 |  | OP | PV | SUN | SOLAR | SUN-SOLAR | 1 | 0.121 | 1060 | 0.121 | 1 | 1060 | 128.26 | 0 | 0 | 0 | 0 | 0 | 0 | 0 | 0 | 0
15553 | 2021 | NJ | Lebanon Solar | 57488 | LSNJ |  | OP | PV | SUN | SOLAR | SUN-SOLAR | 2 | 0.146 | 2551 | 0.14561 | 2 | 2551 | 371.4511 | 0 | 0 | 0 | 0 | 0 | 0 | 0 | 0 | 0
15554 | 2021 | NJ | Linden Cogen Plant | 50006 | GTG1 |  | OP | CT | NG | GAS | NG-GAS | 95.2 | 0.743 | 619492 | 0.65863 | 974.1 | 5620205 | 408016.016 | 0.108 | 0.004 | 690.895 | 0.014 | 302.449 | 9.84 | 1941486.489 | 80735.339 | 0
15555 | 2021 | NJ | Linden Cogen Plant | 50006 | GTG2 |  | OP | CT | NG | GAS | NG-GAS | 95.2 | 0.591 | 493002 | 0.65863 | 974.1 | 5620205 | 324705.9073 | 0.108 | 0.004 | 690.895 | 0.014 | 302.449 | 9.84 | 1941486.489 | 80735.339 | 0
15556 | 2021 | NJ | Linden Cogen Plant | 50006 | GTG3 |  | OP | CT | NG | GAS | NG-GAS | 95.2 | 0.779 | 649723 | 0.65863 | 974.1 | 5620205 | 427927.0595 | 0.108 | 0.004 | 690.895 | 0.014 | 302.449 | 9.84 | 1941486.489 | 80735.339 | 0
15557 | 2021 | NJ | Linden Cogen Plant | 50006 | GTG4 |  | OP | CT | NG | GAS | NG-GAS | 95.2 | 0.771 | 643251 | 0.65863 | 974.1 | 5620205 | 423664.4061 | 0.108 | 0.004 | 690.895 | 0.014 | 302.449 | 9.84 | 1941486.489 | 80735.339 | 0
15558 | 2021 | NJ | Linden Cogen Plant | 50006 | GTG5 |  | OP | CT | NG | GAS | NG-GAS | 95.2 | 0.719 | 599783 | 0.65863 | 974.1 | 5620205 | 395035.0773 | 0.108 | 0.004 | 690.895 | 0.014 | 302.449 | 9.84 | 1941486.489 | 80735.339 | 0
15559 | 2021 | NJ | Linden Cogen Plant | 50006 | GTG6 |  | OP | CT | NG | GAS | NG-GAS | 212.5 | 0.685 | 1275191 | 0.65863 | 974.1 | 5620205 | 839879.0483 | 0.108 | 0.004 | 690.895 | 0.014 | 302.449 | 9.84 | 1941486.489 | 80735.339 | 0
15560 | 2021 | NJ | Linden Cogen Plant | 50006 | STG1 | 5 | OP | CA | NG | GAS | NG-GAS | 95.2 | 0.619 | 516083 | 0.65863 | 974.1 | 5620205 | 339907.7463 | 0.108 | 0.004 | 690.895 | 0.014 | 302.449 | 9.84 | 1941486.489 | 80735.339 | 0
15561 | 2021 | NJ | Linden Cogen Plant | 50006 | STG2 | 5 | OP | CA | NG | GAS | NG-GAS | 95.2 | 0.516 | 430035 | 0.65863 | 974.1 | 5620205 | 283233.9521 | 0.108 | 0.004 | 690.895 | 0.014 | 302.449 | 9.84 | 1941486.489 | 80735.339 | 0
15562 | 2021 | NJ | Linden Cogen Plant | 50006 | STG3 | 5 | OP | CA | NG | GAS | NG-GAS | 95.2 | 0.472 | 393645 | 0.65863 | 974.1 | 5620205 | 259266.4064 | 0.108 | 0.004 | 690.895 | 0.014 | 302.449 | 9.84 | 1941486.489 | 80735.339 | 0
15563 | 2021 | NJ | Linden Hawk Rise Solar CSG | 65368 | LINDN |  | OP | PV | SUN | SOLAR | SUN-SOLAR | 4 | 0 | 0 | 0 | 4 | 0 | 0 | 0 | 0 | 0 | 0 | 0 | 0 | 0 | 0 | 0
15564 | 2021 | NJ | Linden Solar Farm | 57381 | LIND |  | OP | PV | SUN | SOLAR | SUN-SOLAR | 2.7 | 0.121 | 2872 | 0.12143 | 2.7 | 2872 | 348.747 | 0 | 0 | 0 | 0 | 0 | 0 | 0 | 0 | 0
15565 | 2021 | NJ | Livingston Solar Canopies | 58505 | LVSC |  | OP | PV | SUN | SOLAR | SUN-SOLAR | 6.6 | 0.11 | 6375 | 0.11026 | 6.6 | 6375 | 702.9075 | 0 | 0 | 0 | 0 | 0 | 0 | 0 | 0 | 0
15566 | 2021 | NJ | Livingston Solar Farm | 58504 | LVSF |  | OP | PV | SUN | SOLAR | SUN-SOLAR | 1.2 | 0.095 | 998 | 0.09494 | 1.2 | 998 | 94.7501 | 0 | 0 | 0 | 0 | 0 | 0 | 0 | 0 | 0
15567 | 2021 | NJ | Logan Generating Plant | 10043 | GEN1 | 1 | OP | ST | BIT | COAL | BIT-COAL | 242.3 | 0.266 | 565480.43 | 0.26642 | 242.3 | 565480.43 | 150655.2962 | 1.442 | 1.58 | 2399.597 | 0.27 | 407.82 | 446.622 | 678462.551 | 152845.707 | 0
15568 | 2021 | NJ | L'Oreal Franklin | 60765 | PV1 |  | OP | PV | SUN | SOLAR | SUN-SOLAR | 1 | 0.187 | 1640 | 0.18721 | 1 | 1640 | 307.0244 | 0 | 0 | 0 | 0 | 0 | 0 | 0 | 0 | 0
15569 | 2021 | NJ | L'Oreal Monmouth | 60766 | PV1 |  | OP | PV | SUN | SOLAR | SUN-SOLAR | 2 | 0.143 | 2508 | 0.14315 | 2 | 2508 | 359.0202 | 0 | 0 | 0 | 0 | 0 | 0 | 0 | 0 | 0
15570 | 2021 | NJ | L'Oreal Piscataway | 57868 | UNIT1 |  | OP | PV | SUN | SOLAR | SUN-SOLAR | 1.3 | 0.052 | 593.478 | 0.05211 | 2.3 | 1050 | 30.9261 | 0 | 0 | 0 | 0 | 0 | 0 | 0 | 0 | 2026
15571 | 2021 | NJ | L'Oreal Piscataway | 57868 | UNIT2 |  | OP | PV | SUN | SOLAR | SUN-SOLAR | 0.3 | 0.052 | 136.957 | 0.05211 | 2.3 | 1050 | 7.1368 | 0 | 0 | 0 | 0 | 0 | 0 | 0 | 0 | 2026
15572 | 2021 | NJ | L'Oreal Piscataway | 57868 | UNIT3 |  | OP | PV | SUN | SOLAR | SUN-SOLAR | 0.7 | 0.052 | 319.565 | 0.05211 | 2.3 | 1050 | 16.6525 | 0 | 0 | 0 | 0 | 0 | 0 | 0 | 0 | 2026
15573 | 2021 | NJ | Lower Cape May HS | 60769 | PV1 |  | OP | PV | SUN | SOLAR | SUN-SOLAR | 1.5 | 0.181 | 2378 | 0.18097 | 1.5 | 2378 | 430.3467 | 0 | 0 | 0 | 0 | 0 | 0 | 0 | 0 | 0
15574 | 2021 | NJ | LTMUA | 63413 | 1 |  | OP | PV | SUN | SOLAR | SUN-SOLAR | 1 | 0.194 | 1701 | 0.19418 | 1 | 1701 | 330.3002 | 0 | 0 | 0 | 0 | 0 | 0 | 0 | 0 | 0
15575 | 2021 | NJ | Manalapan Village Solar | 57661 | MANVL |  | OP | PV | SUN | SOLAR | SUN-SOLAR | 3.5 | 0.123 | 3782 | 0.12335 | 3.5 | 3782 | 466.5097 | 0 | 0 | 0 | 0 | 0 | 0 | 0 | 0 | 0
15576 | 2021 | NJ | Manheim New Jersey | 63229 | NJSGR |  | OP | PV | SUN | SOLAR | SUN-SOLAR | 0.8 | 0.161 | 1128 | 0.16096 | 2.2 | 3102 | 181.5629 | 0 | 0 | 0 | 0 | 0 | 0 | 0 | 0 | 0
15577 | 2021 | NJ | Manheim New Jersey | 63229 | NJSRO |  | OP | PV | SUN | SOLAR | SUN-SOLAR | 1.4 | 0.161 | 1974 | 0.16096 | 2.2 | 3102 | 317.735 | 0 | 0 | 0 | 0 | 0 | 0 | 0 | 0 | 0
15578 | 2021 | NJ | Maple Solar | 57750 | P1 |  | OP | PV | SUN | SOLAR | SUN-SOLAR | 1.6 | 0.19 | 2666 | 0.19021 | 2.4 | 3999 | 507.0999 | 0 | 0 | 0 | 0 | 0 | 0 | 0 | 0 | 0
15579 | 2021 | NJ | Maple Solar | 57750 | P2 |  | OP | PV | SUN | SOLAR | SUN-SOLAR | 0.8 | 0.19 | 1333 | 0.19021 | 2.4 | 3999 | 253.5499 | 0 | 0 | 0 | 0 | 0 | 0 | 0 | 0 | 0
15580 | 2021 | NJ | Mars Wrigley Confectionery US, LLC | 10061 | GEN1 |  | OP | CT | NG | GAS | NG-GAS | 10.9 | 0.605 | 57751 | 0.53598 | 12.3 | 57751 | 30953.381 | 2.058 | 0.021 | 779.58 | 0.015 | 59.428 | 0.616 | 22510.765 | 849.142 | 0
15581 | 2021 | NJ | Mars Wrigley Confectionery US, LLC | 10061 | GEN2 |  | OP | CA | NG | GAS | NG-GAS | 1.4 | 0 | 0 | 0.53598 | 12.3 | 57751 | 0 | 2.058 | 0.021 | 779.58 | 0.015 | 59.428 | 0.616 | 22510.765 | 849.142 | 0
15582 | 2021 | NJ | Matrix Buildings A&B (Perth Amboy) Solar | 57384 | MATR |  | OP | PV | SUN | SOLAR | SUN-SOLAR | 2.5 | 0.144 | 3144 | 0.14356 | 2.5 | 3144 | 451.3526 | 0 | 0 | 0 | 0 | 0 | 0 | 0 | 0 | 0
15583 | 2021 | NJ | Matrix Stults Road Solar Facility | 57588 | STULT |  | OP | PV | SUN | SOLAR | SUN-SOLAR | 2.6 | 0.159 | 3627 | 0.15925 | 2.6 | 3627 | 577.5997 | 0 | 0 | 0 | 0 | 0 | 0 | 0 | 0 | 0
15584 | 2021 | NJ | McCullough Road Solar Farm | 62638 | WASHG |  | OP | PV | SUN | SOLAR | SUN-SOLAR | 8.8 | 0.166 | 12760 | 0.16553 | 8.8 | 12760 | 2112.1628 | 0 | 0 | 0 | 0 | 0 | 0 | 0 | 0 | 0
15585 | 2021 | NJ | McGraw Hill Solar | 57662 | MCGRH |  | OP | PV | SUN | SOLAR | SUN-SOLAR | 12 | 0.161 | 16921 | 0.16097 | 12 | 16921 | 2723.7734 | 0 | 0 | 0 | 0 | 0 | 0 | 0 | 0 | 0
15586 | 2021 | NJ | McKee City Solar Phase 2 | 57863 | UNIT1 |  | OP | PV | SUN | SOLAR | SUN-SOLAR | 2.4 | 0.153 | 3223 | 0.1533 | 2.4 | 3223 | 494.0859 | 0 | 0 | 0 | 0 | 0 | 0 | 0 | 0 | 0
15587 | 2021 | NJ | Medford WWTP | 59277 | MED1 |  | OP | PV | SUN | SOLAR | SUN-SOLAR | 1.3 | 0.175 | 1995 | 0.17518 | 1.3 | 1995 | 349.4841 | 0 | 0 | 0 | 0 | 0 | 0 | 0 | 0 | 0
15588 | 2021 | NJ | Mercer County Community College | 58882 | PV01 |  | OP | PV | SUN | SOLAR | SUN-SOLAR | 7.5 | 0.15 | 9852 | 0.14995 | 7.5 | 9852 | 1477.3074 | 0 | 0 | 0 | 0 | 0 | 0 | 0 | 0 | 0
15589 | 2021 | NJ | Mercer Mall | 58070 | 1 |  | OP | PV | SUN | SOLAR | SUN-SOLAR | 1.1 | 0.107 | 1029 | 0.10679 | 1.1 | 1029 | 109.8869 | 0 | 0 | 0 | 0 | 0 | 0 | 0 | 0 | 0
15590 | 2021 | NJ | Merck Rahway Power Plant | 10224 | GEN8 | 6 | OS | ST | NG | GAS | NG-GAS | 5 | 0 | 0 | 0.23672 | 20.8 | 43132.99 | 0 | 0.049 | 0.021 | 641.811 | 0.012 | 1.053 | 0.457 | 13841.61 | 524.967 | 0
15591 | 2021 | NJ | Merck Rahway Power Plant | 10224 | GEN9 | 6 | OP | ST | NG | GAS | NG-GAS | 10.8 | 0.243 | 23033.67 | 0.23672 | 20.8 | 43132.99 | 5452.5304 | 0.049 | 0.021 | 641.811 | 0.012 | 1.053 | 0.457 | 13841.61 | 524.967 | 0
15592 | 2021 | NJ | Merck Rahway Power Plant | 10224 | GEN9A | 4 | OP | ST | NG | GAS | NG-GAS | 4.5 | 0.492 | 19375.32 | 0.23672 | 20.8 | 43132.99 | 4586.5258 | 0.049 | 0.021 | 641.811 | 0.012 | 1.053 | 0.457 | 13841.61 | 524.967 | 0
15593 | 2021 | NJ | Merck Rahway Power Plant | 10224 | SOLAR |  | OP | PV | SUN | GAS | SUN-GAS | 0.5 | 0.165 | 724 | 0.23672 | 20.8 | 43132.99 | 171.3853 | 0.049 | 0.021 | 641.811 | 0.012 | 1.053 | 0.457 | 13841.61 | 524.967 | 0
15594 | 2021 | NJ | Mickleton Station | 8008 | MICK |  | OP | GT | NG | GAS | NG-GAS | 71.2 | 0.005 | 3150 | 0.00505 | 71.2 | 3150 | 15.9075 | 35.017 | 0.019 | 3749.778 | 0.039 | 55.151 | 0.03 | 5905.9 | 121.327 | 0
15595 | 2021 | NJ | Middlesex Apple Orchard Solar | 58090 | SEF-1 |  | OP | PV | SUN | SOLAR | SUN-SOLAR | 1.3 | 0.168 | 1910.17 | 0.16774 | 4.7 | 6906 | 320.4119 | 0 | 0 | 0 | 0 | 0 | 0 | 0 | 0 | 0
15596 | 2021 | NJ | Middlesex Apple Orchard Solar | 58090 | SEF-2 |  | OP | PV | SUN | SOLAR | SUN-SOLAR | 3.4 | 0.168 | 4995.83 | 0.16774 | 4.7 | 6906 | 838.0005 | 0 | 0 | 0 | 0 | 0 | 0 | 0 | 0 | 0
15597 | 2021 | NJ | Middlesex County Utilities Authority | 56119 | 100 |  | OP | CT | LFG | BIOMASS | LFG-BIOMASS | 6 | 0.516 | 27139 | 0.44548 | 22.5 | 87804 | 12089.8817 | 0 | 0.199 | 0 | 0 | 0 | 8.754 | 0 | 0 | 0
15598 | 2021 | NJ | Middlesex County Utilities Authority | 56119 | 200 |  | OP | CT | LFG | BIOMASS | LFG-BIOMASS | 6 | 0.557 | 29254 | 0.44548 | 22.5 | 87804 | 13032.0719 | 0 | 0.199 | 0 | 0 | 0 | 8.754 | 0 | 0 | 0
15599 | 2021 | NJ | Middlesex County Utilities Authority | 56119 | 300 | 2 | OP | CA | LFG | BIOMASS | LFG-BIOMASS | 10.5 | 0.341 | 31411 | 0.44548 | 22.5 | 87804 | 13992.9723 | 0 | 0.199 | 0 | 0 | 0 | 8.754 | 0 | 0 | 0
15600 | 2021 | NJ | Milford Solar Farm (NJ) LLC | 62637 | MILFD |  | OP | PV | SUN | SOLAR | SUN-SOLAR | 7.5 | 0.155 | 10212 | 0.15543 | 7.5 | 10212 | 1587.2512 | 0 | 0 | 0 | 0 | 0 | 0 | 0 | 0 | 0
15601 | 2021 | NJ | Milhurst Solar | 62904 | NPSMH |  | OP | PV | SUN | SOLAR | SUN-SOLAR | 1.3 | 0.194 | 2211 | 0.19415 | 1.3 | 2211 | 429.2656 | 0 | 0 | 0 | 0 | 0 | 0 | 0 | 0 | 0
15602 | 2021 | NJ | Mill Creek Solar | 57728 | MILLC |  | OP | PV | SUN | SOLAR | SUN-SOLAR | 3.5 | 0.138 | 4227 | 0.13787 | 3.5 | 4227 | 582.7765 | 0 | 0 | 0 | 0 | 0 | 0 | 0 | 0 | 0
15603 | 2021 | NJ | Millville City Sewer Auth WTP | 58822 | U1BB |  | OP | PV | SUN | SOLAR | SUN-SOLAR | 0.8 | 0.151 | 1056 | 0.15068 | 1.3 | 1716 | 159.1181 | 0 | 0 | 0 | 0 | 0 | 0 | 0 | 0 | 0
15604 | 2021 | NJ | Millville City Sewer Auth WTP | 58822 | U2DB |  | OP | PV | SUN | SOLAR | SUN-SOLAR | 0.5 | 0.151 | 660 | 0.15068 | 1.3 | 1716 | 99.4488 | 0 | 0 | 0 | 0 | 0 | 0 | 0 | 0 | 0
15605 | 2021 | NJ | Monroe Solar Farm, LLC | 63451 | MONR1 |  | OP | PV | SUN | SOLAR | SUN-SOLAR | 13.1 | 0.165 | 18882 | 0.16454 | 13.1 | 18882 | 3106.8443 | 0 | 0 | 0 | 0 | 0 | 0 | 0 | 0 | 0
15606 | 2021 | NJ | Montclair State University Cogen | 63501 | CTG-1 |  | OP | GT | NG | GAS | NG-GAS | 6.4 | 0 | 0 | 0.02121 | 11.8 | 2192 | 0 | 25.237 | 0.03 | 1097.648 | 0.021 | 27.66 | 0.033 | 1203.022 | 45.38 | 0
15607 | 2021 | NJ | Montclair State University Cogen | 63501 | ENG-1 |  | OP | IC | NG | GAS | NG-GAS | 2.7 | 0.046 | 1096 | 0.02121 | 11.8 | 2192 | 23.2462 | 25.237 | 0.03 | 1097.648 | 0.021 | 27.66 | 0.033 | 1203.022 | 45.38 | 0
15608 | 2021 | NJ | Montclair State University Cogen | 63501 | ENG-2 |  | OP | IC | NG | GAS | NG-GAS | 2.7 | 0.046 | 1096 | 0.02121 | 11.8 | 2192 | 23.2462 | 25.237 | 0.03 | 1097.648 | 0.021 | 27.66 | 0.033 | 1203.022 | 45.38 | 0
15609 | 2021 | NJ | Mount Laurel Solar | 65329 | LAURL |  | OP | PV | SUN | SOLAR | SUN-SOLAR | 2.5 | 0.17 | 3715 | 0.16963 | 2.5 | 3715 | 630.1754 | 0 | 0 | 0 | 0 | 0 | 0 | 0 | 0 | 0
15610 | 2021 | NJ | Mt Arlington Solar 1 LLC | 65095 | 196 |  | OP | PV | SUN | SOLAR | SUN-SOLAR | 1.6 | 0.007 | 104 | 0.00742 | 1.6 | 104 | 0.77168 | 0 | 0 | 0 | 0 | 0 | 0 | 0 | 0 | 0
15611 | 2021 | NJ | Munich Re Plaza | 59844 | PZ1 |  | OP | PV | SUN | SOLAR | SUN-SOLAR | 1.6 | 0.086 | 1198.667 | 0.08552 | 2.4 | 1798 | 102.51 | 0 | 0 | 0 | 0 | 0 | 0 | 0 | 0 | 0
15612 | 2021 | NJ | Munich Re Plaza | 59844 | PZ2 |  | OP | PV | SUN | SOLAR | SUN-SOLAR | 0.8 | 0.086 | 599.333 | 0.08552 | 2.4 | 1798 | 51.255 | 0 | 0 | 0 | 0 | 0 | 0 | 0 | 0 | 0
15613 | 2021 | NJ | Murray Hill Solar | 57471 | MHNJ |  | OP | PV | SUN | SOLAR | SUN-SOLAR | 1 | 0.182 | 1598 | 0.18242 | 1 | 1598 | 291.5072 | 0 | 0 | 0 | 0 | 0 | 0 | 0 | 0 | 0
15614 | 2021 | NJ | NAEA Lakewood LLC | 54640 | GEN1 |  | SB | CT | NG | GAS | NG-GAS | 77.9 | 0.139 | 94886 | 0.13292 | 236.8 | 275725 | 12612.2471 | 0.152 | 0.005 | 974.438 | 0.017 | 20.947 | 0.678 | 134338.509 | 4819.757 | 0
15615 | 2021 | NJ | NAEA Lakewood LLC | 54640 | GEN2 |  | SB | CT | NG | GAS | NG-GAS | 77.9 | 0.13 | 88752 | 0.13292 | 236.8 | 275725 | 11796.9158 | 0.152 | 0.005 | 974.438 | 0.017 | 20.947 | 0.678 | 134338.509 | 4819.757 | 0
15616 | 2021 | NJ | NAEA Lakewood LLC | 54640 | GEN3 | 2 | SB | CA | NG | GAS | NG-GAS | 81 | 0.13 | 92087 | 0.13292 | 236.8 | 275725 | 12240.204 | 0.152 | 0.005 | 974.438 | 0.017 | 20.947 | 0.678 | 134338.509 | 4819.757 | 0
15617 | 2021 | NJ | NAEA Ocean Peaking Power LLC | 55938 | OPP3 |  | OP | GT | NG | GAS | NG-GAS | 191.5 | 0.062 | 103951 | 0.06197 | 383 | 207902 | 6441.8435 | 0.339 | 0.006 | 1251.016 | 0.023 | 35.232 | 0.656 | 130044.319 | 4804.329 | 0
15618 | 2021 | NJ | NAEA Ocean Peaking Power LLC | 55938 | OPP4 |  | OP | GT | NG | GAS | NG-GAS | 191.5 | 0.062 | 103951 | 0.06197 | 383 | 207902 | 6441.8435 | 0.339 | 0.006 | 1251.016 | 0.023 | 35.232 | 0.656 | 130044.319 | 4804.329 | 0
15619 | 2021 | NJ | NES Rutgers Solar | 60857 | LKWD1 |  | OP | PV | SUN | SOLAR | SUN-SOLAR | 1 | 0.133 | 1163 | 0.13276 | 1 | 1163 | 154.3999 | 0 | 0 | 0 | 0 | 0 | 0 | 0 | 0 | 0
15620 | 2021 | NJ | New Road Solar, LLC | 61599 | NEWRD |  | OP | PV | SUN | SOLAR | SUN-SOLAR | 10 | 0.185 | 16240 | 0.18539 | 10 | 16240 | 3010.7336 | 0 | 0 | 0 | 0 | 0 | 0 | 0 | 0 | 0
15621 | 2021 | NJ | Newark Bay Cogeneration Partnership LP | 50385 | GEN1 |  | OP | CT | NG | GAS | NG-GAS | 55 | 0.046 | 22179 | 0.046 | 152 | 61250 | 1020.234 | 0.295 | 0.006 | 1112.576 | 0.021 | 9.03 | 0.172 | 34072.647 | 1277.968 | 2022
15622 | 2021 | NJ | Newark Bay Cogeneration Partnership LP | 50385 | GEN2 |  | OP | CT | NG | GAS | NG-GAS | 55 | 0.049 | 23439 | 0.046 | 152 | 61250 | 1078.194 | 0.295 | 0.006 | 1112.576 | 0.021 | 9.03 | 0.172 | 34072.647 | 1277.968 | 2022
15623 | 2021 | NJ | Newark Bay Cogeneration Partnership LP | 50385 | GEN3 | 2 | OP | CA | NG | GAS | NG-GAS | 42 | 0.042 | 15632 | 0.046 | 152 | 61250 | 719.072 | 0.295 | 0.006 | 1112.576 | 0.021 | 9.03 | 0.172 | 34072.647 | 1277.968 | 2022
15624 | 2021 | NJ | Newark Energy Center | 58079 | GT-1 |  | OP | CT | NG | GAS | NG-GAS | 225 | 0.668 | 1316835 | 0.66367 | 735 | 4273117 | 873943.8845 | 0.043 | 0.004 | 793.036 | 0.015 | 92.347 | 8.554 | 1694368.757 | 65141.592 | 0
15625 | 2021 | NJ | Newark Energy Center | 58079 | GT-2 |  | OP | CT | NG | GAS | NG-GAS | 225 | 0.72 | 1418776 | 0.66367 | 735 | 4273117 | 941599.0679 | 0.043 | 0.004 | 793.036 | 0.015 | 92.347 | 8.554 | 1694368.757 | 65141.592 | 0
15626 | 2021 | NJ | Newark Energy Center | 58079 | STG-1 | 2 | OP | CA | NG | GAS | NG-GAS | 285 | 0.616 | 1537506 | 0.66367 | 735 | 4273117 | 1020396.607 | 0.043 | 0.004 | 793.036 | 0.015 | 92.347 | 8.554 | 1694368.757 | 65141.592 | 0
15627 | 2021 | NJ | NHA at Mansfield NJ | 60378 | PV1 |  | OP | PV | SUN | SOLAR | SUN-SOLAR | 5 | 0.151 | 6621 | 0.15116 | 5 | 6621 | 1000.8304 | 0 | 0 | 0 | 0 | 0 | 0 | 0 | 0 | 0
15628 | 2021 | NJ | NJ Oak Solar Plant | 57948 | OAK |  | OP | PV | SUN | SOLAR | SUN-SOLAR | 10 | 0.19 | 16684 | 0.19046 | 10 | 16684 | 3177.6346 | 0 | 0 | 0 | 0 | 0 | 0 | 0 | 0 | 0
15629 | 2021 | NJ | NJMC Landfill | 57724 | NJMC |  | OP | PV | SUN | SOLAR | SUN-SOLAR | 2.5 | 0.14 | 3061 | 0.13977 | 2.5 | 3061 | 427.836 | 0 | 0 | 0 | 0 | 0 | 0 | 0 | 0 | 0
15630 | 2021 | NJ | North Bergen Solar | 60806 | PV1 |  | OP | PV | SUN | SOLAR | SUN-SOLAR | 1.6 | 0.154 | 2158 | 0.15397 | 1.6 | 2158 | 332.2673 | 0 | 0 | 0 | 0 | 0 | 0 | 0 | 0 | 0
15631 | 2021 | NJ | North Jersey Media Group Solar Facility | 58358 | NJMG |  | OP | PV | SUN | SOLAR | SUN-SOLAR | 4.1 | 0.146 | 5226 | 0.14551 | 4.1 | 5226 | 760.4353 | 0 | 0 | 0 | 0 | 0 | 0 | 0 | 0 | 0
15632 | 2021 | NJ | North Run | 59318 | NRUN1 |  | OP | PV | SUN | SOLAR | SUN-SOLAR | 5 | 0.17 | 7436 | 0.16977 | 5 | 7436 | 1262.4097 | 0 | 0 | 0 | 0 | 0 | 0 | 0 | 0 | 0
15633 | 2021 | NJ | NorthPark Solar | 62903 | NPSP1 |  | OP | PV | SUN | SOLAR | SUN-SOLAR | 6.1 | 0.169 | 9042.387 | 0.16922 | 10.6 | 15713 | 1530.1527 | 0 | 0 | 0 | 0 | 0 | 0 | 0 | 0 | 0
15634 | 2021 | NJ | NorthPark Solar | 62903 | NPSP2 |  | OP | PV | SUN | SOLAR | SUN-SOLAR | 4.5 | 0.169 | 6670.613 | 0.16922 | 10.6 | 15713 | 1128.8011 | 0 | 0 | 0 | 0 | 0 | 0 | 0 | 0 | 0
15635 | 2021 | NJ | Ocean County Landfill | 54980 | UNT1 |  | OP | IC | LFG | BIOMASS | LFG-BIOMASS | 0.8 | 0.689 | 4830.778 | 0.68932 | 14.4 | 86954.004 | 3329.9519 | 0 | 0.384 | 0 | 0 | 0 | 16.694 | 0.002 | 0 | 0
15636 | 2021 | NJ | Ocean County Landfill | 54980 | UNT10 |  | OP | IC | LFG | BIOMASS | LFG-BIOMASS | 1.6 | 0.689 | 9661.556 | 0.68932 | 14.4 | 86954.004 | 6659.9038 | 0 | 0.384 | 0 | 0 | 0 | 16.694 | 0.002 | 0 | 0
15637 | 2021 | NJ | Ocean County Landfill | 54980 | UNT11 |  | OP | IC | LFG | BIOMASS | LFG-BIOMASS | 1.6 | 0.689 | 9661.556 | 0.68932 | 14.4 | 86954.004 | 6659.9038 | 0 | 0.384 | 0 | 0 | 0 | 16.694 | 0.002 | 0 | 0
15638 | 2021 | NJ | Ocean County Landfill | 54980 | UNT12 |  | OP | IC | LFG | BIOMASS | LFG-BIOMASS | 1.6 | 0.689 | 9661.556 | 0.68932 | 14.4 | 86954.004 | 6659.9038 | 0 | 0.384 | 0 | 0 | 0 | 16.694 | 0.002 | 0 | 0
15639 | 2021 | NJ | Ocean County Landfill | 54980 | UNT2 |  | OP | IC | LFG | BIOMASS | LFG-BIOMASS | 0.8 | 0.689 | 4830.778 | 0.68932 | 14.4 | 86954.004 | 3329.9519 | 0 | 0.384 | 0 | 0 | 0 | 16.694 | 0.002 | 0 | 0
15640 | 2021 | NJ | Ocean County Landfill | 54980 | UNT3 |  | OP | IC | LFG | BIOMASS | LFG-BIOMASS | 0.8 | 0.689 | 4830.778 | 0.68932 | 14.4 | 86954.004 | 3329.9519 | 0 | 0.384 | 0 | 0 | 0 | 16.694 | 0.002 | 0 | 0
15641 | 2021 | NJ | Ocean County Landfill | 54980 | UNT4 |  | OP | IC | LFG | BIOMASS | LFG-BIOMASS | 0.8 | 0.689 | 4830.778 | 0.68932 | 14.4 | 86954.004 | 3329.9519 | 0 | 0.384 | 0 | 0 | 0 | 16.694 | 0.002 | 0 | 0
15642 | 2021 | NJ | Ocean County Landfill | 54980 | UNT5 |  | OP | IC | LFG | BIOMASS | LFG-BIOMASS | 0.8 | 0.689 | 4830.778 | 0.68932 | 14.4 | 86954.004 | 3329.9519 | 0 | 0.384 | 0 | 0 | 0 | 16.694 | 0.002 | 0 | 0
15643 | 2021 | NJ | Ocean County Landfill | 54980 | UNT6 |  | OP | IC | LFG | BIOMASS | LFG-BIOMASS | 0.8 | 0.689 | 4830.778 | 0.68932 | 14.4 | 86954.004 | 3329.9519 | 0 | 0.384 | 0 | 0 | 0 | 16.694 | 0.002 | 0 | 0
15644 | 2021 | NJ | Ocean County Landfill | 54980 | UNT7 |  | OP | IC | LFG | BIOMASS | LFG-BIOMASS | 1.6 | 0.689 | 9661.556 | 0.68932 | 14.4 | 86954.004 | 6659.9038 | 0 | 0.384 | 0 | 0 | 0 | 16.694 | 0.002 | 0 | 0
15645 | 2021 | NJ | Ocean County Landfill | 54980 | UNT8 |  | OP | IC | LFG | BIOMASS | LFG-BIOMASS | 1.6 | 0.689 | 9661.556 | 0.68932 | 14.4 | 86954.004 | 6659.9038 | 0 | 0.384 | 0 | 0 | 0 | 16.694 | 0.002 | 0 | 0
15646 | 2021 | NJ | Ocean County Landfill | 54980 | UNT9 |  | OP | IC | LFG | BIOMASS | LFG-BIOMASS | 1.6 | 0.689 | 9661.556 | 0.68932 | 14.4 | 86954.004 | 6659.9038 | 0 | 0.384 | 0 | 0 | 0 | 16.694 | 0.002 | 0 | 0
15647 | 2021 | NJ | Old Bridge Solar Farm | 61600 | OLDBR |  | OP | PV | SUN | SOLAR | SUN-SOLAR | 8.8 | 0.176 | 13554 | 0.17583 | 8.8 | 13554 | 2383.1998 | 0 | 0 | 0 | 0 | 0 | 0 | 0 | 0 | 0
15648 | 2021 | NJ | Overlook Medical Center | 62622 | CHPS1 |  | OS | IC | NG | OIL | NG-OIL | 1 | 0.175 | 1533 | 0.175 | 4 | 6132 | 268.275 | 24.438 | 0.033 | 1261.452 | 0.02 | 74.926 | 0.1 | 3867.612 | 122.086 | 0
15649 | 2021 | NJ | Overlook Medical Center | 62622 | CHPS2 |  | OA | IC | NG | OIL | NG-OIL | 1 | 0.175 | 1533 | 0.175 | 4 | 6132 | 268.275 | 24.438 | 0.033 | 1261.452 | 0.02 | 74.926 | 0.1 | 3867.612 | 122.086 | 0
15650 | 2021 | NJ | Overlook Medical Center | 62622 | CHPS3 |  | OP | IC | DFO | OIL | DFO-OIL | 2 | 0.175 | 3066 | 0.175 | 4 | 6132 | 536.55 | 24.438 | 0.033 | 1261.452 | 0.02 | 74.926 | 0.1 | 3867.612 | 122.086 | 0
15651 | 2021 | NJ | Owens Corning | 62439 | A |  | OP | PV | SUN | SOLAR | SUN-SOLAR | 2.8 | 0.188 | 4615 | 0.18815 | 2.8 | 4615 | 868.3123 | 0 | 0 | 0 | 0 | 0 | 0 | 0 | 0 | 0
15652 | 2021 | NJ | Paradise Solar Energy Center | 58569 | 1 |  | OP | PV | SUN | SOLAR | SUN-SOLAR | 5 | 0.18 | 7887 | 0.18007 | 5 | 7887 | 1420.2121 | 0 | 0 | 0 | 0 | 0 | 0 | 0 | 0 | 0
15653 | 2021 | NJ | Parkland Landfill Solar | 59001 | PARK |  | OP | PV | SUN | SOLAR | SUN-SOLAR | 7.8 | 0.184 | 12562 | 0.18385 | 7.8 | 12562 | 2309.5237 | 0 | 0 | 0 | 0 | 0 | 0 | 0 | 0 | 0
15654 | 2021 | NJ | Parlin Power Plant | 50799 | GEN1 |  | OP | CT | NG | GAS | NG-GAS | 45.9 | 0.007 | 2862 | 0.00766 | 135 | 9060 | 21.9229 | 0.642 | 0.006 | 1212.209 | 0.023 | 2.909 | 0.028 | 5491.307 | 203.851 | 0
15655 | 2021 | NJ | Parlin Power Plant | 50799 | GEN2 |  | OP | CT | NG | GAS | NG-GAS | 45.9 | 0.009 | 3477 | 0.00766 | 135 | 9060 | 26.6338 | 0.642 | 0.006 | 1212.209 | 0.023 | 2.909 | 0.028 | 5491.307 | 203.851 | 0
15656 | 2021 | NJ | Parlin Power Plant | 50799 | GEN3 | 2 | OP | CA | NG | GAS | NG-GAS | 21.6 | 0.007 | 1362 | 0.00766 | 135 | 9060 | 10.4329 | 0.642 | 0.006 | 1212.209 | 0.023 | 2.909 | 0.028 | 5491.307 | 203.851 | 0
15657 | 2021 | NJ | Parlin Power Plant | 50799 | GEN4 | 2 | OP | CA | NG | GAS | NG-GAS | 21.6 | 0.007 | 1359 | 0.00766 | 135 | 9060 | 10.4099 | 0.642 | 0.006 | 1212.209 | 0.023 | 2.909 | 0.028 | 5491.307 | 203.851 | 0
15658 | 2021 | NJ | Parlin Solar LLC | 59544 | PV1 |  | OP | PV | SUN | SOLAR | SUN-SOLAR | 1.3 | 0.084 | 962 | 0.08447 | 1.3 | 962 | 81.2601 | 0 | 0 | 0 | 0 | 0 | 0 | 0 | 0 | 0
15659 | 2021 | NJ | Passaic Valley Water Commission | 50311 | GEN1 |  | OS | HY | WAT | HYDRO | WAT-HYDRO | 0.6 |  |  | 0 | 2.4 | 0 | 0 | 0 | 0 | 0 | 0 | 0 | 0 | 0 | 0 | 0
15660 | 2021 | NJ | Passaic Valley Water Commission | 50311 | GEN2 |  | OS | HY | WAT | HYDRO | WAT-HYDRO | 0.6 |  |  | 0 | 2.4 | 0 | 0 | 0 | 0 | 0 | 0 | 0 | 0 | 0 | 0 | 0
15661 | 2021 | NJ | Passaic Valley Water Commission | 50311 | GEN3 |  | OS | HY | WAT | HYDRO | WAT-HYDRO | 0.6 |  |  | 0 | 2.4 | 0 | 0 | 0 | 0 | 0 | 0 | 0 | 0 | 0 | 0 | 0
15662 | 2021 | NJ | Passaic Valley Water Commission | 50311 | GEN4 |  | OS | HY | WAT | HYDRO | WAT-HYDRO | 0.6 |  |  | 0 | 2.4 | 0 | 0 | 0 | 0 | 0 | 0 | 0 | 0 | 0 | 0 | 0
15663 | 2021 | NJ | Patriots Stadium | 58896 | PV01 |  | OP | PV | SUN | SOLAR | SUN-SOLAR | 1 | 0.099 | 865 | 0.09874 | 1 | 865 | 85.4101 | 0 | 0 | 0 | 0 | 0 | 0 | 0 | 0 | 0
15664 | 2021 | NJ | Paulsboro Refinery | 50628 | GEN1 |  | OP | GT | NG | GAS | NG-GAS | 30.5 | 0.496 | 132457 | 0.31034 | 78.5 | 213405.44 | 41106.7054 | 2.63 | 0.017 | 653.267 | 0.012 | 280.626 | 1.855 | 69705.342 | 2630.034 | 0
15665 | 2021 | NJ | Paulsboro Refinery | 50628 | GEN2 | 4 | OP | ST | OG | GAS | OG-GAS | 15 | 0.252 | 33103.19 | 0.31034 | 78.5 | 213405.44 | 10273.244 | 2.63 | 0.017 | 653.267 | 0.012 | 280.626 | 1.855 | 69705.342 | 2630.034 | 0
15666 | 2021 | NJ | Paulsboro Refinery | 50628 | GEN3 | 4 | OP | ST | OG | GAS | OG-GAS | 15 | 0.364 | 47845.25 | 0.31034 | 78.5 | 213405.44 | 14848.2949 | 2.63 | 0.017 | 653.267 | 0.012 | 280.626 | 1.855 | 69705.342 | 2630.034 | 0
15667 | 2021 | NJ | Paulsboro Refinery | 50628 | GEN4 |  | OS | OT | PC | GAS | PC-GAS | 18 | 0 | 0 | 0.31034 | 78.5 | 213405.44 | 0 | 2.63 | 0.017 | 653.267 | 0.012 | 280.626 | 1.855 | 69705.342 | 2630.034 | 0
15668 | 2021 | NJ | Pedricktown Cogeneration Company LP | 10099 | GEN1 |  | OP | CT | NG | GAS | NG-GAS | 95.2 | 0.035 | 28971 | 0.03494 | 140.2 | 42915 | 1012.2467 | 0.574 | 0.006 | 1166.695 | 0.022 | 12.313 | 0.128 | 25034.361 | 950.31 | 2022
15669 | 2021 | NJ | Pedricktown Cogeneration Company LP | 10099 | GEN2 | 1 | OP | CA | NG | GAS | NG-GAS | 45 | 0.035 | 13944 | 0.03494 | 140.2 | 42915 | 487.2034 | 0.574 | 0.006 | 1166.695 | 0.022 | 12.313 | 0.128 | 25034.361 | 950.31 | 2022
15670 | 2021 | NJ | Pemberton Road I | 61073 | PEMB1 |  | OP | PV | SUN | SOLAR | SUN-SOLAR | 8.8 | 0.173 | 13327 | 0.17288 | 8.8 | 13327 | 2303.9718 | 0 | 0 | 0 | 0 | 0 | 0 | 0 | 0 | 0
15671 | 2021 | NJ | Pemberton Road II | 61074 | PEMB2 |  | OP | PV | SUN | SOLAR | SUN-SOLAR | 8.8 | 0.173 | 13340 | 0.17305 | 8.8 | 13340 | 2308.487 | 0 | 0 | 0 | 0 | 0 | 0 | 0 | 0 | 0
15672 | 2021 | NJ | Pennsauken Brownfield Solar | 65467 | PENN |  | OP | PV | SUN | SOLAR | SUN-SOLAR | 12 | 0.159 | 16740 | 0.15925 | 12 | 16740 | 2665.845 | 0 | 0 | 0 | 0 | 0 | 0 | 0 | 0 | 0
15673 | 2021 | NJ | Pennsauken Landfill | 56511 | GEN1 |  | OP | IC | LFG | BIOMASS | LFG-BIOMASS | 0.9 | 0.341 | 2685 | 0.34056 | 1.8 | 5370 | 914.4036 | 0 | 0.389 | 0 | 0 | 0 | 1.044 | 0.001 | 0 | 0
15674 | 2021 | NJ | Pennsauken Landfill | 56511 | GEN2 |  | OP | IC | LFG | BIOMASS | LFG-BIOMASS | 0.9 | 0.341 | 2685 | 0.34056 | 1.8 | 5370 | 914.4036 | 0 | 0.389 | 0 | 0 | 0 | 1.044 | 0.001 | 0 | 0
15675 | 2021 | NJ | Pennsauken Solar | 56883 | GEN 1 |  | OP | PV | SUN | SOLAR | SUN-SOLAR | 0.2 | 0.061 | 106.974 | 0.06106 | 3.9 | 2085.997 | 6.5318 | 0 | 0 | 0 | 0 | 0 | 0 | 0 | 0 | 0
15676 | 2021 | NJ | Pennsauken Solar | 56883 | GEN 2 |  | OP | PV | SUN | SOLAR | SUN-SOLAR | 0.2 | 0.061 | 106.974 | 0.06106 | 3.9 | 2085.997 | 6.5318 | 0 | 0 | 0 | 0 | 0 | 0 | 0 | 0 | 0
15677 | 2021 | NJ | Pennsauken Solar | 56883 | GEN 3 |  | OP | PV | SUN | SOLAR | SUN-SOLAR | 0.1 | 0.061 | 53.487 | 0.06106 | 3.9 | 2085.997 | 3.2659 | 0 | 0 | 0 | 0 | 0 | 0 | 0 | 0 | 0
15678 | 2021 | NJ | Pennsauken Solar | 56883 | GEN 4 |  | OP | PV | SUN | SOLAR | SUN-SOLAR | 0.2 | 0.061 | 106.974 | 0.06106 | 3.9 | 2085.997 | 6.5318 | 0 | 0 | 0 | 0 | 0 | 0 | 0 | 0 | 0
15679 | 2021 | NJ | Pennsauken Solar | 56883 | GEN 5 |  | OP | PV | SUN | SOLAR | SUN-SOLAR | 0.1 | 0.061 | 53.487 | 0.06106 | 3.9 | 2085.997 | 3.2659 | 0 | 0 | 0 | 0 | 0 | 0 | 0 | 0 | 0
15680 | 2021 | NJ | Pennsauken Solar | 56883 | GEN 6 |  | OP | PV | SUN | SOLAR | SUN-SOLAR | 0.2 | 0.061 | 106.974 | 0.06106 | 3.9 | 2085.997 | 6.5318 | 0 | 0 | 0 | 0 | 0 | 0 | 0 | 0 | 0
15681 | 2021 | NJ | Pennsauken Solar | 56883 | GEN 7 |  | OP | PV | SUN | SOLAR | SUN-SOLAR | 0.2 | 0.061 | 106.974 | 0.06106 | 3.9 | 2085.997 | 6.5318 | 0 | 0 | 0 | 0 | 0 | 0 | 0 | 0 | 0
15682 | 2021 | NJ | Pennsauken Solar | 56883 | GEN 8 |  | OP | PV | SUN | SOLAR | SUN-SOLAR | 0.2 | 0.061 | 106.974 | 0.06106 | 3.9 | 2085.997 | 6.5318 | 0 | 0 | 0 | 0 | 0 | 0 | 0 | 0 | 0
15683 | 2021 | NJ | Pennsauken Solar | 56883 | GEN 9 |  | OP | PV | SUN | SOLAR | SUN-SOLAR | 0.1 | 0.061 | 53.487 | 0.06106 | 3.9 | 2085.997 | 3.2659 | 0 | 0 | 0 | 0 | 0 | 0 | 0 | 0 | 0
15684 | 2021 | NJ | Pennsauken Solar | 56883 | GEN10 |  | OP | PV | SUN | SOLAR | SUN-SOLAR | 2.4 | 0.061 | 1283.692 | 0.06106 | 3.9 | 2085.997 | 78.3822 | 0 | 0 | 0 | 0 | 0 | 0 | 0 | 0 | 0
15685 | 2021 | NJ | Pfizer Peapack Solar | 60762 | 07934 |  | OP | PV | SUN | SOLAR | SUN-SOLAR | 6.2 | 0.153 | 8312 | 0.15304 | 6.2 | 8312 | 1272.0685 | 0 | 0 | 0 | 0 | 0 | 0 | 0 | 0 | 0
15686 | 2021 | NJ | Pilesgrove | 57448 | PILE |  | OP | PV | SUN | SOLAR | SUN-SOLAR | 18 | 0.146 | 23005 | 0.1459 | 18 | 23005 | 3356.4295 | 0 | 0 | 0 | 0 | 0 | 0 | 0 | 0 | 0
15687 | 2021 | NJ | Pittsgrove Solar | 60740 | PV1 |  | OP | PV | SUN | SOLAR | SUN-SOLAR | 2 | 0.17 | 2983 | 0.17026 | 2 | 2983 | 507.8856 | 0 | 0 | 0 | 0 | 0 | 0 | 0 | 0 | 0
15688 | 2021 | NJ | Plainfield One Solar LLC | 59364 | PV1 |  | OP | PV | SUN | SOLAR | SUN-SOLAR | 1.3 | 0.116 | 1324 | 0.11626 | 1.3 | 1324 | 153.9282 | 0 | 0 | 0 | 0 | 0 | 0 | 0 | 0 | 0
15689 | 2021 | NJ | Plumsted 537 LLC | 61892 | PLMST |  | OP | BA | MWH | OTHF | MWH-OTHF | 19.8 | -0.03 | -5190 | 0 | 19.8 | -5190 | 0 | 0 | 0 | 0 | 0 | 0 | 0 | 0 | 0 | 0
15690 | 2021 | NJ | Pohatcong Solar Farm | 63150 | POHAT |  | OP | PV | SUN | SOLAR | SUN-SOLAR | 8 | 0.168 | 11752 | 0.16769 | 8 | 11752 | 1970.6929 | 0 | 0 | 0 | 0 | 0 | 0 | 0 | 0 | 0
15691 | 2021 | NJ | PPL Renewable Energy Merck Solar | 56889 | GEN 1 |  | OP | PV | SUN | SOLAR | SUN-SOLAR | 1.7 | 0.085 | 1259 | 0.08454 | 1.7 | 1259 | 106.4359 | 0 | 0 | 0 | 0 | 0 | 0 | 0 | 0 | 0
15692 | 2021 | NJ | Princeton Energy Center, LLC | 61822 | EDG1 |  | SB | IC | DFO | GAS | DFO-GAS | 2 | 0 | 0 | 0.22835 | 10.8 | 21604 | 0 | 3.629 | 0.037 | 1369.522 | 0.026 | 39.206 | 0.404 | 14793.577 | 558.038 | 0
15693 | 2021 | NJ | Princeton Energy Center, LLC | 61822 | EDG2 |  | SB | IC | DFO | GAS | DFO-GAS | 2 | 0 | 0 | 0.22835 | 10.8 | 21604 | 0 | 3.629 | 0.037 | 1369.522 | 0.026 | 39.206 | 0.404 | 14793.577 | 558.038 | 0
15694 | 2021 | NJ | Princeton Energy Center, LLC | 61822 | EDG3 |  | SB | IC | DFO | GAS | DFO-GAS | 2 | 0 | 0 | 0.22835 | 10.8 | 21604 | 0 | 3.629 | 0.037 | 1369.522 | 0.026 | 39.206 | 0.404 | 14793.577 | 558.038 | 0
15695 | 2021 | NJ | Princeton Energy Center, LLC | 61822 | GT1 |  | OP | GT | NG | GAS | NG-GAS | 4.6 | 0.531 | 21415 | 0.22835 | 10.8 | 21604 | 4890.1152 | 3.629 | 0.037 | 1369.522 | 0.026 | 39.206 | 0.404 | 14793.577 | 558.038 | 0
15696 | 2021 | NJ | Princeton Energy Center, LLC | 61822 | S1 |  | OP | PV | SUN | GAS | SUN-GAS | 0.2 | 0.108 | 189 | 0.22835 | 10.8 | 21604 | 43.1581 | 3.629 | 0.037 | 1369.522 | 0.026 | 39.206 | 0.404 | 14793.577 | 558.038 | 0
15697 | 2021 | NJ | Princeton Solar Project | 61354 | STONY |  | OP | PV | SUN | SOLAR | SUN-SOLAR | 2.2 | 0.185 | 3572 | 0.18535 | 2.2 | 3572 | 662.0702 | 0 | 0 | 0 | 0 | 0 | 0 | 0 | 0 | 0
15698 | 2021 | NJ | Princeton University Cogeneration | 58584 | GT1 |  | OP | GT | NG | GAS | NG-GAS | 15.5 | 0.314 | 42650 | 0.26648 | 21.2 | 49489 | 11365.372 | 1.49 | 0.015 | 570.472 | 0.011 | 36.865 | 0.379 | 14116.046 | 551.037 | 0
15699 | 2021 | NJ | Princeton University Cogeneration | 58584 | PV1 |  | OP | PV | SUN | GAS | SUN-GAS | 4.5 | 0.137 | 5399.211 | 0.26648 | 21.2 | 49489 | 1438.7817 | 1.49 | 0.015 | 570.472 | 0.011 | 36.865 | 0.379 | 14116.046 | 551.037 | 0
15700 | 2021 | NJ | Princeton University Cogeneration | 58584 | PV2 |  | OP | PV | SUN | GAS | SUN-GAS | 1.2 | 0.137 | 1439.789 | 0.26648 | 21.2 | 49489 | 383.675 | 1.49 | 0.015 | 570.472 | 0.011 | 36.865 | 0.379 | 14116.046 | 551.037 | 0
15701 | 2021 | NJ | Prudential 55 Livingston Roseland Solar | 60841 | PV1 |  | OP | PV | SUN | SOLAR | SUN-SOLAR | 1.2 | 0.033 | 350.46 | 0.03334 | 1.2 | 350.46 | 11.6843 | 0 | 0 | 0 | 0 | 0 | 0 | 0 | 0 | 0
15702 | 2021 | NJ | Prudential 80 Livingston Roseland Solar | 60842 | PV1 |  | OP | PV | SUN | SOLAR | SUN-SOLAR | 1.7 | 0.036 | 539 | 0.03619 | 1.7 | 539 | 19.5064 | 0 | 0 | 0 | 0 | 0 | 0 | 0 | 0 | 0
15703 | 2021 | NJ | PSEG Burlington Generating Station | 2399 | 121 |  | OP | GT | NG | GAS | NG-GAS | 60.5 | 0.009 | 4523.5 | 0.00854 | 242 | 18094 | 38.6307 | 0.906 | 0.006 | 1147.491 | 0.023 | 8.193 | 0.053 | 10381.351 | 410.32 | 0
15704 | 2021 | NJ | PSEG Burlington Generating Station | 2399 | 122 |  | OP | GT | NG | GAS | NG-GAS | 60.5 | 0.009 | 4523.5 | 0.00854 | 242 | 18094 | 38.6307 | 0.906 | 0.006 | 1147.491 | 0.023 | 8.193 | 0.053 | 10381.351 | 410.32 | 0
15705 | 2021 | NJ | PSEG Burlington Generating Station | 2399 | 123 |  | OP | GT | NG | GAS | NG-GAS | 60.5 | 0.009 | 4523.5 | 0.00854 | 242 | 18094 | 38.6307 | 0.906 | 0.006 | 1147.491 | 0.023 | 8.193 | 0.053 | 10381.351 | 410.32 | 0
15706 | 2021 | NJ | PSEG Burlington Generating Station | 2399 | 124 |  | OP | GT | NG | GAS | NG-GAS | 60.5 | 0.009 | 4523.5 | 0.00854 | 242 | 18094 | 38.6307 | 0.906 | 0.006 | 1147.491 | 0.023 | 8.193 | 0.053 | 10381.351 | 410.32 | 0
15707 | 2021 | NJ | PSEG Essex Generating Station | 2401 | 9 |  | OP | GT | NG | GAS | NG-GAS | 93.6 | 0.004 | 3318 | 0.00405 | 93.6 | 3318 | 13.4379 | 3.141 | 0.011 | 1888.607 | 0.034 | 5.211 | 0.018 | 3133.199 | 114.151 | 2022
15708 | 2021 | NJ | PSEG Hackettstown | 57204 | 1 |  | OP | PV | SUN | SOLAR | SUN-SOLAR | 2 | 0.128 | 2241 | 0.12791 | 2 | 2241 | 286.6463 | 0 | 0 | 0 | 0 | 0 | 0 | 0 | 0 | 0
15709 | 2021 | NJ | PSEG Hope Creek Generating Station | 6118 | 1 | 1 | OP | ST | NUC | NUCLEAR | NUC-NUCLEAR | 1290.7 | 0.803 | 9080057 | 0.80308 | 1290.7 | 9080057 | 7292012.1756 | 0 | 0 | 0 | 0 | 0 | 0 | 0 | 0 | 0
15710 | 2021 | NJ | PSEG Kearny Generating Station | 2404 | 131 |  | OP | GT | NG | GAS | NG-GAS | 60.5 | 0.025 | 13454.7 | 0.02539 | 605 | 134547 | 341.6148 | 0.334 | 0.007 | 1392.309 | 0.026 | 22.455 | 0.475 | 93665.482 | 3513.741 | 0
15711 | 2021 | NJ | PSEG Kearny Generating Station | 2404 | 132 |  | OP | GT | NG | GAS | NG-GAS | 60.5 | 0.025 | 13454.7 | 0.02539 | 605 | 134547 | 341.6148 | 0.334 | 0.007 | 1392.309 | 0.026 | 22.455 | 0.475 | 93665.482 | 3513.741 | 0
15712 | 2021 | NJ | PSEG Kearny Generating Station | 2404 | 133 |  | OP | GT | NG | GAS | NG-GAS | 60.5 | 0.025 | 13454.7 | 0.02539 | 605 | 134547 | 341.6148 | 0.334 | 0.007 | 1392.309 | 0.026 | 22.455 | 0.475 | 93665.482 | 3513.741 | 0
15713 | 2021 | NJ | PSEG Kearny Generating Station | 2404 | 134 |  | OP | GT | NG | GAS | NG-GAS | 60.5 | 0.025 | 13454.7 | 0.02539 | 605 | 134547 | 341.6148 | 0.334 | 0.007 | 1392.309 | 0.026 | 22.455 | 0.475 | 93665.482 | 3513.741 | 0
15714 | 2021 | NJ | PSEG Kearny Generating Station | 2404 | 141 |  | OP | GT | NG | GAS | NG-GAS | 60.5 | 0.025 | 13454.7 | 0.02539 | 605 | 134547 | 341.6148 | 0.334 | 0.007 | 1392.309 | 0.026 | 22.455 | 0.475 | 93665.482 | 3513.741 | 0
15715 | 2021 | NJ | PSEG Kearny Generating Station | 2404 | 142 |  | OP | GT | NG | GAS | NG-GAS | 60.5 | 0.025 | 13454.7 | 0.02539 | 605 | 134547 | 341.6148 | 0.334 | 0.007 | 1392.309 | 0.026 | 22.455 | 0.475 | 93665.482 | 3513.741 | 0
15716 | 2021 | NJ | PSEG Kearny Generating Station | 2404 | N121 |  | OP | GT | NG | GAS | NG-GAS | 60.5 | 0.025 | 13454.7 | 0.02539 | 605 | 134547 | 341.6148 | 0.334 | 0.007 | 1392.309 | 0.026 | 22.455 | 0.475 | 93665.482 | 3513.741 | 0
15717 | 2021 | NJ | PSEG Kearny Generating Station | 2404 | N122 |  | OP | GT | NG | GAS | NG-GAS | 60.5 | 0.025 | 13454.7 | 0.02539 | 605 | 134547 | 341.6148 | 0.334 | 0.007 | 1392.309 | 0.026 | 22.455 | 0.475 | 93665.482 | 3513.741 | 0
15718 | 2021 | NJ | PSEG Kearny Generating Station | 2404 | N123 |  | OP | GT | NG | GAS | NG-GAS | 60.5 | 0.025 | 13454.7 | 0.02539 | 605 | 134547 | 341.6148 | 0.334 | 0.007 | 1392.309 | 0.026 | 22.455 | 0.475 | 93665.482 | 3513.741 | 0
15719 | 2021 | NJ | PSEG Kearny Generating Station | 2404 | N124 |  | OP | GT | NG | GAS | NG-GAS | 60.5 | 0.025 | 13454.7 | 0.02539 | 605 | 134547 | 341.6148 | 0.334 | 0.007 | 1392.309 | 0.026 | 22.455 | 0.475 | 93665.482 | 3513.741 | 0
15720 | 2021 | NJ | PSEG Linden Generating Station | 2406 | 1001 | 2 | OP | CA | NG | GAS | NG-GAS | 315 | 0.287 | 793136 | 0.2322 | 1740 | 3539319 | 184166.1792 | 0.071 | 0.005 | 896.654 | 0.017 | 126.483 | 8.015 | 1586772.132 | 59676.641 | 0
15721 | 2021 | NJ | PSEG Linden Generating Station | 2406 | 1101 |  | OP | CT | NG | GAS | NG-GAS | 181.4 | 0.475 | 755197 | 0.2322 | 1740 | 3539319 | 175356.7434 | 0.071 | 0.005 | 896.654 | 0.017 | 126.483 | 8.015 | 1586772.132 | 59676.641 | 0
15722 | 2021 | NJ | PSEG Linden Generating Station | 2406 | 1201 |  | OP | CT | NG | GAS | NG-GAS | 181.4 | 0.433 | 687446 | 0.2322 | 1740 | 3539319 | 159624.9612 | 0.071 | 0.005 | 896.654 | 0.017 | 126.483 | 8.015 | 1586772.132 | 59676.641 | 0
15723 | 2021 | NJ | PSEG Linden Generating Station | 2406 | 2001 | 2 | OP | CA | NG | GAS | NG-GAS | 315 | 0.163 | 448657 | 0.2322 | 1740 | 3539319 | 104178.1554 | 0.071 | 0.005 | 896.654 | 0.017 | 126.483 | 8.015 | 1586772.132 | 59676.641 | 0
15724 | 2021 | NJ | PSEG Linden Generating Station | 2406 | 2101 |  | OP | CT | NG | GAS | NG-GAS | 181.4 | 0.265 | 420433 | 0.2322 | 1740 | 3539319 | 97624.5426 | 0.071 | 0.005 | 896.654 | 0.017 | 126.483 | 8.015 | 1586772.132 | 59676.641 | 0
15725 | 2021 | NJ | PSEG Linden Generating Station | 2406 | 2201 |  | OP | CT | NG | GAS | NG-GAS | 181.4 | 0.257 | 408876 | 0.2322 | 1740 | 3539319 | 94941.0072 | 0.071 | 0.005 | 896.654 | 0.017 | 126.483 | 8.015 | 1586772.132 | 59676.641 | 0
15726 | 2021 | NJ | PSEG Linden Generating Station | 2406 | 5 |  | OP | GT | NG | GAS | NG-GAS | 96.1 | 0.008 | 6393.5 | 0.2322 | 1740 | 3539319 | 1484.5707 | 0.071 | 0.005 | 896.654 | 0.017 | 126.483 | 8.015 | 1586772.132 | 59676.641 | 0
15727 | 2021 | NJ | PSEG Linden Generating Station | 2406 | 6 |  | OP | GT | NG | GAS | NG-GAS | 96.1 | 0.008 | 6393.5 | 0.2322 | 1740 | 3539319 | 1484.5707 | 0.071 | 0.005 | 896.654 | 0.017 | 126.483 | 8.015 | 1586772.132 | 59676.641 | 0
15728 | 2021 | NJ | PSEG Linden Generating Station | 2406 | 7 |  | OP | GT | NG | GAS | NG-GAS | 96.1 | 0.008 | 6393.5 | 0.2322 | 1740 | 3539319 | 1484.5707 | 0.071 | 0.005 | 896.654 | 0.017 | 126.483 | 8.015 | 1586772.132 | 59676.641 | 0
15729 | 2021 | NJ | PSEG Linden Generating Station | 2406 | 8 |  | OP | GT | NG | GAS | NG-GAS | 96.1 | 0.008 | 6393.5 | 0.2322 | 1740 | 3539319 | 1484.5707 | 0.071 | 0.005 | 896.654 | 0.017 | 126.483 | 8.015 | 1586772.132 | 59676.641 | 0
15730 | 2021 | NJ | PSEG Salem Generating Station | 2410 | 1 | 1 | OP | ST | NUC | NUCLEAR | NUC-NUCLEAR | 1170 | 0.93 | 9531021 | 0.91361 | 2381.8 | 19062001 | 8707636.0958 | 0 | 0 | 0 | 0 | 0 | 0 | 0 | 0 | 0
15731 | 2021 | NJ | PSEG Salem Generating Station | 2410 | 2 | 1 | OP | ST | NUC | NUCLEAR | NUC-NUCLEAR | 1170 | 0.93 | 9531021 | 0.91361 | 2381.8 | 19062001 | 8707636.0958 | 0 | 0 | 0 | 0 | 0 | 0 | 0 | 0 | 0
15732 | 2021 | NJ | PSEG Salem Generating Station | 2410 | 3 |  | SB | GT | DFO | NUCLEAR | DFO-NUCLEAR | 41.8 | 0 | -41 | 0.91361 | 2381.8 | 19062001 | -37.458 | 0 | 0 | 0 | 0 | 0 | 0 | 0 | 0 | 0
15733 | 2021 | NJ | PSEG Sewaren Generating Station | 2411 | 701 |  | OP | CT | NG | GAS | NG-GAS | 365.5 | 0.699 | 2239275 | 0.62404 | 609.5 | 3331896 | 1397397.171 | 0.042 | 0.004 | 821.277 | 0.015 | 70.216 | 6.907 | 1368205.08 | 50598.472 | 0
15734 | 2021 | NJ | PSEG Sewaren Generating Station | 2411 | 702 | 1 | OP | CA | NG | GAS | NG-GAS | 244 | 0.511 | 1092621 | 0.62404 | 609.5 | 3331896 | 681839.2088 | 0.042 | 0.004 | 821.277 | 0.015 | 70.216 | 6.907 | 1368205.08 | 50598.472 | 0
15735 | 2021 | NJ | Quakertown Solar Farm, LLC | 61965 | QKRTN |  | OP | PV | SUN | SOLAR | SUN-SOLAR | 8.8 | 0.172 | 13251 | 0.17189 | 8.8 | 13251 | 2277.7144 | 0 | 0 | 0 | 0 | 0 | 0 | 0 | 0 | 0
15736 | 2021 | NJ | Raritan ITS | 59059 | GEN 1 |  | OP | PV | SUN | SOLAR | SUN-SOLAR | 2 | 0.114 | 1997 | 0.11398 | 2 | 1997 | 227.6181 | 0 | 0 | 0 | 0 | 0 | 0 | 0 | 0 | 0
15737 | 2021 | NJ | Raritan Solar | 60729 | PV1 |  | OP | PV | SUN | SOLAR | SUN-SOLAR | 7.5 | 0.185 | 12134 | 0.18469 | 7.5 | 12134 | 2241.0285 | 0 | 0 | 0 | 0 | 0 | 0 | 0 | 0 | 0
15738 | 2021 | NJ | Raritan Solar - 53 Highway | 61601 | RARIT |  | OP | PV | SUN | SOLAR | SUN-SOLAR | 8.4 | 0.166 | 12219 | 0.16606 | 8.4 | 12219 | 2029.0871 | 0 | 0 | 0 | 0 | 0 | 0 | 0 | 0 | 0
15739 | 2021 | NJ | Rariton OMP | 59055 | CHP1 |  | OP | IC | NG | SOLAR | NG-SOLAR | 3 | 0 | 0 | 0.00702 | 5.4 | 332 | 0 | 0 | 0 | 0 | 0 | 0 | 0 | 0 | 0 | 0
15740 | 2021 | NJ | Rariton OMP | 59055 | PV1 |  | OP | PV | SUN | SOLAR | SUN-SOLAR | 2.4 | 0.016 | 332 | 0.00702 | 5.4 | 332 | 2.3306 | 0 | 0 | 0 | 0 | 0 | 0 | 0 | 0 | 0
15741 | 2021 | NJ | RB Manufacturing LLC Belle Mead NJ | 61162 | RBBM |  | OA | PV | SUN | SOLAR | SUN-SOLAR | 1.5 | 0 | 0 | 0 | 1.5 | 0 | 0 | 0 | 0 | 0 | 0 | 0 | 0 | 0 | 0 | 0
15742 | 2021 | NJ | Red Oak Power LLC | 55239 | 0001 |  | OP | CT | NG | GAS | NG-GAS | 180.2 | 0.336 | 530286 | 0.33616 | 821.1 | 2417920 | 178260.9418 | 0.08 | 0.004 | 857.391 | 0.016 | 96.335 | 5.233 | 1036551.335 | 38459.426 | 0
15743 | 2021 | NJ | Red Oak Power LLC | 55239 | 0002 |  | OP | CT | NG | GAS | NG-GAS | 180.2 | 0.337 | 532422 | 0.33616 | 821.1 | 2417920 | 178978.9795 | 0.08 | 0.004 | 857.391 | 0.016 | 96.335 | 5.233 | 1036551.335 | 38459.426 | 0
15744 | 2021 | NJ | Red Oak Power LLC | 55239 | 0003 |  | OP | CT | NG | GAS | NG-GAS | 180.2 | 0.321 | 507081 | 0.33616 | 821.1 | 2417920 | 170460.349 | 0.08 | 0.004 | 857.391 | 0.016 | 96.335 | 5.233 | 1036551.335 | 38459.426 | 0
15745 | 2021 | NJ | Red Oak Power LLC | 55239 | 0004 | 3 | OP | CA | NG | GAS | NG-GAS | 280.5 | 0.345 | 848131 | 0.33616 | 821.1 | 2417920 | 285107.717 | 0.08 | 0.004 | 857.391 | 0.016 | 96.335 | 5.233 | 1036551.335 | 38459.426 | 0
15746 | 2021 | NJ | Reeves South | 59278 | REEV1 |  | OP | PV | SUN | SOLAR | SUN-SOLAR | 1 | 0.203 | 1779 | 0.20308 | 1 | 1779 | 361.2793 | 0 | 0 | 0 | 0 | 0 | 0 | 0 | 0 | 0
15747 | 2021 | NJ | Reeves Station Rd East | 58030 | REEVE |  | OP | PV | SUN | SOLAR | SUN-SOLAR | 5.5 | 0.183 | 8806 | 0.18277 | 5.5 | 8806 | 1609.4726 | 0 | 0 | 0 | 0 | 0 | 0 | 0 | 0 | 0
15748 | 2021 | NJ | River Terminal Development Solar | 60843 | RTD1 |  | OP | PV | SUN | SOLAR | SUN-SOLAR | 0.5 | 0.127 | 555.517 | 0.12683 | 2.9 | 3222 | 70.4562 | 0 | 0 | 0 | 0 | 0 | 0 | 0 | 0 | 0
15749 | 2021 | NJ | River Terminal Development Solar | 60843 | RTD2 |  | OP | PV | SUN | SOLAR | SUN-SOLAR | 0.6 | 0.127 | 666.621 | 0.12683 | 2.9 | 3222 | 84.5475 | 0 | 0 | 0 | 0 | 0 | 0 | 0 | 0 | 0
15750 | 2021 | NJ | River Terminal Development Solar | 60843 | RTD3 |  | OP | PV | SUN | SOLAR | SUN-SOLAR | 0.2 | 0.127 | 222.207 | 0.12683 | 2.9 | 3222 | 28.1825 | 0 | 0 | 0 | 0 | 0 | 0 | 0 | 0 | 0
15751 | 2021 | NJ | River Terminal Development Solar | 60843 | RTD4 |  | OP | PV | SUN | SOLAR | SUN-SOLAR | 1 | 0.127 | 1111.034 | 0.12683 | 2.9 | 3222 | 140.9124 | 0 | 0 | 0 | 0 | 0 | 0 | 0 | 0 | 0
15752 | 2021 | NJ | River Terminal Development Solar | 60843 | RTD5 |  | OP | PV | SUN | SOLAR | SUN-SOLAR | 0.4 | 0.127 | 444.414 | 0.12683 | 2.9 | 3222 | 56.365 | 0 | 0 | 0 | 0 | 0 | 0 | 0 | 0 | 0
15753 | 2021 | NJ | River Terminal Development Solar | 60843 | RTD6 |  | OP | PV | SUN | SOLAR | SUN-SOLAR | 0.2 | 0.127 | 222.207 | 0.12683 | 2.9 | 3222 | 28.1825 | 0 | 0 | 0 | 0 | 0 | 0 | 0 | 0 | 0
15754 | 2021 | NJ | Riverside Renewable Energy LLC | 58036 | 1 |  | OP | PV | SUN | SOLAR | SUN-SOLAR | 7.5 | 0.147 | 9677 | 0.14729 | 7.5 | 9677 | 1425.3253 | 0 | 0 | 0 | 0 | 0 | 0 | 0 | 0 | 0
15755 | 2021 | NJ | Rock Solid | 59319 | ROCK1 |  | OP | PV | SUN | SOLAR | SUN-SOLAR | 8 | 0.183 | 12846 | 0.1833 | 8 | 12846 | 2354.6718 | 0 | 0 | 0 | 0 | 0 | 0 | 0 | 0 | 0
15756 | 2021 | NJ | Rotor Clip | 61751 | RCLIP |  | OP | PV | SUN | SOLAR | SUN-SOLAR | 2.8 | 0.185 | 4547 | 0.18538 | 2.8 | 4547 | 842.9229 | 0 | 0 | 0 | 0 | 0 | 0 | 0 | 0 | 0
15757 | 2021 | NJ | Royal Wine Corp Solar Power Plant | 60781 | PV1 |  | OP | PV | SUN | SOLAR | SUN-SOLAR | 0.9 | 0.148 | 1167 | 0.14802 | 0.9 | 1167 | 172.7393 | 0 | 0 | 0 | 0 | 0 | 0 | 0 | 0 | 0
15758 | 2021 | NJ | Rutgers Biomedical and Health Cogen | 50411 | GEN1 |  | OA | GT | NG | GAS | NG-GAS | 3.5 | 0 | 0 | 0 | 10.5 | 0 | 0 | 0 | 0 | 0 | 0 | 0 | 0 | 0 | 0 | 0
15759 | 2021 | NJ | Rutgers Biomedical and Health Cogen | 50411 | GEN2 |  | OA | GT | NG | GAS | NG-GAS | 3.5 | 0 | 0 | 0 | 10.5 | 0 | 0 | 0 | 0 | 0 | 0 | 0 | 0 | 0 | 0 | 0
15760 | 2021 | NJ | Rutgers Biomedical and Health Cogen | 50411 | GEN3 |  | OA | GT | NG | GAS | NG-GAS | 3.5 | 0 | 0 | 0 | 10.5 | 0 | 0 | 0 | 0 | 0 | 0 | 0 | 0 | 0 | 0 | 0
15761 | 2021 | NJ | Sabert Solar | 60810 | SABER |  | OP | PV | SUN | SOLAR | SUN-SOLAR | 1.8 | 0.105 | 1657 | 0.10509 | 1.8 | 1657 | 174.1341 | 0 | 0 | 0 | 0 | 0 | 0 | 0 | 0 | 0
15762 | 2021 | NJ | Samuel Mickle School | 64096 | 248 |  | OP | PV | SUN | SOLAR | SUN-SOLAR | 1.1 | 0.163 | 1574 | 0.16335 | 1.1 | 1574 | 257.1129 | 0 | 0 | 0 | 0 | 0 | 0 | 0 | 0 | 0
15763 | 2021 | NJ | Sayreville | 2390 | GT1 |  | OP | GT | NG | GAS | NG-GAS | 53 | -0.001 | -272 | 0 | 212 | -1088 | 0 | 0 | 0 | 0 | 0 | 1.947 | 0.961 | 1739.4 | 93.613 | 0
15764 | 2021 | NJ | Sayreville | 2390 | GT2 |  | OP | GT | NG | GAS | NG-GAS | 53 | -0.001 | -272 | 0 | 212 | -1088 | 0 | 0 | 0 | 0 | 0 | 1.947 | 0.961 | 1739.4 | 93.613 | 0
15765 | 2021 | NJ | Sayreville | 2390 | GT3 |  | OP | GT | NG | GAS | NG-GAS | 53 | -0.001 | -272 | 0 | 212 | -1088 | 0 | 0 | 0 | 0 | 0 | 1.947 | 0.961 | 1739.4 | 93.613 | 0
15766 | 2021 | NJ | Sayreville | 2390 | GT4 |  | OP | GT | NG | GAS | NG-GAS | 53 | -0.001 | -272 | 0 | 212 | -1088 | 0 | 0 | 0 | 0 | 0 | 1.947 | 0.961 | 1739.4 | 93.613 | 0
15767 | 2021 | NJ | Sayreville Cogeneration Facility | 10308 | CT1 |  | OP | CT | NG | GAS | NG-GAS | 143.4 | 0.27 | 339540 | 0.19633 | 430.2 | 739864 | 66661.8882 | 0.655 | 0.005 | 933.07 | 0.017 | 242.195 | 1.742 | 345172.41 | 12832.118 | 0
15768 | 2021 | NJ | Sayreville Cogeneration Facility | 10308 | CT2 |  | OP | CT | NG | GAS | NG-GAS | 143.4 | 0.263 | 329825 | 0.19633 | 430.2 | 739864 | 64754.5422 | 0.655 | 0.005 | 933.07 | 0.017 | 242.195 | 1.742 | 345172.41 | 12832.118 | 0
15769 | 2021 | NJ | Sayreville Cogeneration Facility | 10308 | ST1 | 2 | OP | CA | NG | GAS | NG-GAS | 143.4 | 0.056 | 70499 | 0.19633 | 430.2 | 739864 | 13841.0687 | 0.655 | 0.005 | 933.07 | 0.017 | 242.195 | 1.742 | 345172.41 | 12832.118 | 0
15770 | 2021 | NJ | Sayreville Solar Project | 63185 | SAYRE |  | OP | PV | SUN | SOLAR | SUN-SOLAR | 3.1 | 0.153 | 4148 | 0.15275 | 3.1 | 4148 | 633.607 | 0 | 0 | 0 | 0 | 0 | 0 | 0 | 0 | 0
15771 | 2021 | NJ | SCS Randolph 012175 Somerset, LLC | 65418 | 20211 |  | OP | PV | SUN | SOLAR | SUN-SOLAR | 2.3 | 0.056 | 1136 | 0.05638 | 2.3 | 1136 | 64.0477 | 0 | 0 | 0 | 0 | 0 | 0 | 0 | 0 | 0
15772 | 2021 | NJ | Seabrook Solar Plant | 57667 | P21A |  | OP | PV | SUN | SOLAR | SUN-SOLAR | 1.5 | 0.16 | 2105.956 | 0.16027 | 6.8 | 9547 | 337.5216 | 0 | 0 | 0 | 0 | 0 | 0 | 0 | 0 | 0
15773 | 2021 | NJ | Seabrook Solar Plant | 57667 | P21B |  | OP | PV | SUN | SOLAR | SUN-SOLAR | 1.5 | 0.16 | 2105.956 | 0.16027 | 6.8 | 9547 | 337.5216 | 0 | 0 | 0 | 0 | 0 | 0 | 0 | 0 | 0
15774 | 2021 | NJ | Seabrook Solar Plant | 57667 | P2P2 |  | OP | PV | SUN | SOLAR | SUN-SOLAR | 0.8 | 0.16 | 1123.176 | 0.16027 | 6.8 | 9547 | 180.0114 | 0 | 0 | 0 | 0 | 0 | 0 | 0 | 0 | 0
15775 | 2021 | NJ | Seabrook Solar Plant | 57667 | SBS1 |  | OP | PV | SUN | SOLAR | SUN-SOLAR | 3 | 0.16 | 4211.912 | 0.16027 | 6.8 | 9547 | 675.0431 | 0 | 0 | 0 | 0 | 0 | 0 | 0 | 0 | 0
15776 | 2021 | NJ | Seabrook Village | 60747 | 07724 |  | OP | PV | SUN | SOLAR | SUN-SOLAR | 3.1 | 0.148 | 4006 | 0.14752 | 3.1 | 4006 | 590.9651 | 0 | 0 | 0 | 0 | 0 | 0 | 0 | 0 | 0
15777 | 2021 | NJ | Seaside Heights Power Plant | 58172 | UINT3 |  | OS | IC | DFO | OIL | DFO-OIL | 2 | 0 | 0 | 0 | 6 | 0 | 0 | 0 | 0 | 0 | 0 | 0 | 0 | 0 | 0 | 0
15778 | 2021 | NJ | Seaside Heights Power Plant | 58172 | UNIT1 |  | OS | IC | DFO | OIL | DFO-OIL | 2 | 0 | 0 | 0 | 6 | 0 | 0 | 0 | 0 | 0 | 0 | 0 | 0 | 0 | 0 | 0
15779 | 2021 | NJ | Seaside Heights Power Plant | 58172 | UNIT2 |  | OS | IC | DFO | OIL | DFO-OIL | 2 | 0 | 0 | 0 | 6 | 0 | 0 | 0 | 0 | 0 | 0 | 0 | 0 | 0 | 0 | 0
15780 | 2021 | NJ | Selective Insurance | 63459 | 9853 |  | OP | PV | SUN | SOLAR | SUN-SOLAR | 2.2 | 0.175 | 3375 | 0.17512 | 2.2 | 3375 | 591.03 | 0 | 0 | 0 | 0 | 0 | 0 | 0 | 0 | 0
15781 | 2021 | NJ | Sharon Station | 60267 | SHRN1 |  | OP | PV | SUN | SOLAR | SUN-SOLAR | 2.7 | 0.191 | 4515 | 0.19089 | 2.7 | 4515 | 861.8683 | 0 | 0 | 0 | 0 | 0 | 0 | 0 | 0 | 0
15782 | 2021 | NJ | Sherman Avenue | 7288 | SEHR |  | OP | GT | NG | GAS | NG-GAS | 112.8 | 0.013 | 12521 | 0.01267 | 112.8 | 12521 | 158.6411 | 0.971 | 0.008 | 1614.338 | 0.031 | 6.078 | 0.051 | 10106.561 | 383.633 | 0
15783 | 2021 | NJ | Shore Point Solar | 57951 | 1 |  | OP | PV | SUN | SOLAR | SUN-SOLAR | 1 | 0.137 | 1204 | 0.13744 | 1 | 1204 | 165.4778 | 0 | 0 | 0 | 0 | 0 | 0 | 0 | 0 | 0
15784 | 2021 | NJ | Short Hills Mall | 63257 | SHM |  | OP | PV | SUN | SOLAR | SUN-SOLAR | 2.7 | 0.167 | 3952 | 0.16709 | 2.7 | 3952 | 660.3397 | 0 | 0 | 0 | 0 | 0 | 0 | 0 | 0 | 0
15785 | 2021 | NJ | Silver Lake Solar Farm | 57341 | SILV |  | OP | PV | SUN | SOLAR | SUN-SOLAR | 1.7 | 0.129 | 1914 | 0.12853 | 1.7 | 1914 | 246.0064 | 0 | 0 | 0 | 0 | 0 | 0 | 0 | 0 | 0
15786 | 2021 | NJ | Silvi Gibraltar Rock | 60746 | 08502 |  | OP | PV | SUN | SOLAR | SUN-SOLAR | 2.5 | 0.17 | 3715 | 0.16963 | 2.5 | 3715 | 630.1754 | 0 | 0 | 0 | 0 | 0 | 0 | 0 | 0 | 0
15787 | 2021 | NJ | Skillman | 59057 | GEN 1 |  | OP | PV | SUN | SOLAR | SUN-SOLAR | 2.7 | 0.059 | 1392 | 0.05885 | 2.7 | 1392 | 81.9192 | 0 | 0 | 0 | 0 | 0 | 0 | 0 | 0 | 0
15788 | 2021 | NJ | Solar Star New Jersey NJ LLC | 58402 | 1 |  | OP | PV | SUN | SOLAR | SUN-SOLAR | 1.5 | 0.125 | 1637 | 0.12458 | 1.5 | 1637 | 203.9375 | 0 | 0 | 0 | 0 | 0 | 0 | 0 | 0 | 0
15789 | 2021 | NJ | Solvay Solar | 63452 | SSP |  | OP | PV | SUN | SOLAR | SUN-SOLAR | 6.5 | 0.173 | 9827 | 0.17259 | 6.5 | 9827 | 1696.0419 | 0 | 0 | 0 | 0 | 0 | 0 | 0 | 0 | 0
15790 | 2021 | NJ | Spartan | 60755 | PV1 |  | OP | PV | SUN | SOLAR | SUN-SOLAR | 8.3 | 0.193 | 14000 | 0.19255 | 8.3 | 14000 | 2695.7 | 0 | 0 | 0 | 0 | 0 | 0 | 0 | 0 | 0
15791 | 2021 | NJ | Springfield Solar Project | 61907 | NJLND |  | OP | PV | SUN | SOLAR | SUN-SOLAR | 7.5 | 0.163 | 10724 | 0.16323 | 7.5 | 10724 | 1750.4785 | 0 | 0 | 0 | 0 | 0 | 0 | 0 | 0 | 0
15792 | 2021 | NJ | St.Joseph's Regional Medical Center | 63645 | 7E600 |  | SB | IC | DFO | OIL | DFO-OIL | 0.6 |  |  | 0 | 6.1 | 0 | 0 | 0 | 0 | 0 | 0 | 0 | 0 | 0 | 0 | 0
15793 | 2021 | NJ | St.Joseph's Regional Medical Center | 63645 | 8E675 |  | SB | IC | DFO | OIL | DFO-OIL | 0.7 |  |  | 0 | 6.1 | 0 | 0 | 0 | 0 | 0 | 0 | 0 | 0 | 0 | 0 | 0
15794 | 2021 | NJ | St.Joseph's Regional Medical Center | 63645 | 9E600 |  | SB | IC | DFO | OIL | DFO-OIL | 0.6 |  |  | 0 | 6.1 | 0 | 0 | 0 | 0 | 0 | 0 | 0 | 0 | 0 | 0 | 0
15795 | 2021 | NJ | St.Joseph's Regional Medical Center | 63645 | E10 |  | SB | IC | DFO | OIL | DFO-OIL | 0.3 |  |  | 0 | 6.1 | 0 | 0 | 0 | 0 | 0 | 0 | 0 | 0 | 0 | 0 | 0
15796 | 2021 | NJ | St.Joseph's Regional Medical Center | 63645 | E16 |  | SB | IC | DFO | OIL | DFO-OIL | 0.8 |  |  | 0 | 6.1 | 0 | 0 | 0 | 0 | 0 | 0 | 0 | 0 | 0 | 0 | 0
15797 | 2021 | NJ | St.Joseph's Regional Medical Center | 63645 | E27 |  | SB | IC | DFO | OIL | DFO-OIL | 1 |  |  | 0 | 6.1 | 0 | 0 | 0 | 0 | 0 | 0 | 0 | 0 | 0 | 0 | 0
15798 | 2021 | NJ | St.Joseph's Regional Medical Center | 63645 | E28 |  | SB | IC | DFO | OIL | DFO-OIL | 1 |  |  | 0 | 6.1 | 0 | 0 | 0 | 0 | 0 | 0 | 0 | 0 | 0 | 0 | 0
15799 | 2021 | NJ | St.Joseph's Regional Medical Center | 63645 | E29 |  | SB | IC | DFO | OIL | DFO-OIL | 1 |  |  | 0 | 6.1 | 0 | 0 | 0 | 0 | 0 | 0 | 0 | 0 | 0 | 0 | 0
15800 | 2021 | NJ | St.Joseph's Regional Medical Center | 63645 | E30 |  | SB | IC | DFO | OIL | DFO-OIL | 0.1 |  |  | 0 | 6.1 | 0 | 0 | 0 | 0 | 0 | 0 | 0 | 0 | 0 | 0 | 0
15801 | 2021 | NJ | Stockton Athletic Center | 57864 | 2LOT7 |  | OP | PV | SUN | SOLAR | SUN-SOLAR | 0.5 | 0.137 | 600.455 | 0.13709 | 1.1 | 1321.001 | 82.3164 | 0 | 0 | 0 | 0 | 0 | 0 | 0 | 0 | 0
15802 | 2021 | NJ | Stockton Athletic Center | 57864 | LOT7 |  | OP | PV | SUN | SOLAR | SUN-SOLAR | 0.3 | 0.137 | 360.273 | 0.13709 | 1.1 | 1321.001 | 49.3898 | 0 | 0 | 0 | 0 | 0 | 0 | 0 | 0 | 0
15803 | 2021 | NJ | Stockton Athletic Center | 57864 | SAC |  | OP | PV | SUN | SOLAR | SUN-SOLAR | 0.3 | 0.137 | 360.273 | 0.13709 | 1.1 | 1321.001 | 49.3898 | 0 | 0 | 0 | 0 | 0 | 0 | 0 | 0 | 0
15804 | 2021 | NJ | Stryker 22, L.L.C. | 61891 | EDGRD |  | OP | BA | MWH | OTHF | MWH-OTHF | 19.8 | -0.03 | -5280 | 0 | 19.8 | -5280 | 0 | 0 | 0 | 0 | 0 | 0 | 0 | 0 | 0 | 0
15805 | 2021 | NJ | Summit Associates | 57726 | SUMA |  | OP | PV | SUN | SOLAR | SUN-SOLAR | 1.9 | 0.144 | 2403 | 0.14438 | 1.9 | 2403 | 346.9451 | 0 | 0 | 0 | 0 | 0 | 0 | 0 | 0 | 0
15806 | 2021 | NJ | Summit Water Nexus Mt. Holly, LLC Solar | 60809 | MHWWT |  | OP | PV | SUN | SOLAR | SUN-SOLAR | 1 | 0.177 | 1551 | 0.17705 | 1 | 1551 | 274.6046 | 0 | 0 | 0 | 0 | 0 | 0 | 0 | 0 | 0
15807 | 2021 | NJ | The City of Vineland at North Vineland | 57746 | PV1 |  | OP | PV | SUN | SOLAR | SUN-SOLAR | 2.3 | 0.293 | 5900 | 0.29283 | 2.3 | 5900 | 1727.697 | 0 | 0 | 0 | 0 | 0 | 0 | 0 | 0 | 0
15808 | 2021 | NJ | The City of Vineland at West Vineland | 57745 | PV1 |  | OP | PV | SUN | SOLAR | SUN-SOLAR | 3.7 | 0.116 | 3744 | 0.11551 | 3.7 | 3744 | 432.4694 | 0 | 0 | 0 | 0 | 0 | 0 | 0 | 0 | 0
15809 | 2021 | NJ | The Lawrenceville School Solar Facility | 58356 | TLS |  | OP | PV | SUN | SOLAR | SUN-SOLAR | 5.2 | 0.167 | 7586 | 0.16653 | 5.2 | 7586 | 1263.2966 | 0 | 0 | 0 | 0 | 0 | 0 | 0 | 0 | 0
15810 | 2021 | NJ | Thermo Fisher | 63404 | 1 |  | OP | PV | SUN | SOLAR | SUN-SOLAR | 1.5 | 0.13 | 1710 | 0.13014 | 1.5 | 1710 | 222.5394 | 0 | 0 | 0 | 0 | 0 | 0 | 0 | 0 | 0
15811 | 2021 | NJ | Timber Creek HS | 60771 | PV1 |  | OP | PV | SUN | SOLAR | SUN-SOLAR | 1.3 | 0.105 | 1200 | 0.10537 | 1.3 | 1200 | 126.444 | 0 | 0 | 0 | 0 | 0 | 0 | 0 | 0 | 0
15812 | 2021 | NJ | Tinton Falls Solar Farm | 58483 | UNIT1 |  | OP | PV | SUN | SOLAR | SUN-SOLAR | 16 | 0.165 | 23189 | 0.16545 | 16 | 23189 | 3836.6201 | 0 | 0 | 0 | 0 | 0 | 0 | 0 | 0 | 0
15813 | 2021 | NJ | Tioga Solar Morris County 1 LLC | 58917 | MMIR |  | OP | PV | SUN | SOLAR | SUN-SOLAR | 1 | 0.159 | 1397 | 0.15947 | 1 | 1397 | 222.7796 | 0 | 0 | 0 | 0 | 0 | 0 | 0 | 0 | 0
15814 | 2021 | NJ | Tissington Solar | 58364 | MC |  | OP | PV | SUN | SOLAR | SUN-SOLAR | 3 | 0.154 | 4060 | 0.15449 | 3 | 4060 | 627.2294 | 0 | 0 | 0 | 0 | 0 | 0 | 0 | 0 | 0
15815 | 2021 | NJ | Titusville Solar | 57815 | PV1 |  | OP | PV | SUN | SOLAR | SUN-SOLAR | 4.1 | 0.15 | 5372 | 0.14957 | 4.1 | 5372 | 803.49 | 0 | 0 | 0 | 0 | 0 | 0 | 0 | 0 | 0
15816 | 2021 | NJ | Toys R Us- DE, Inc. at Mt. Olive, NJ | 57647 | PV1 |  | OP | PV | SUN | SOLAR | SUN-SOLAR | 4.1 | 0.129 | 4622 | 0.12869 | 4.1 | 4622 | 594.8052 | 0 | 0 | 0 | 0 | 0 | 0 | 0 | 0 | 0
15817 | 2021 | NJ | Trenton Solar Farm | 57352 | TREN |  | OP | PV | SUN | SOLAR | SUN-SOLAR | 1 | 0.135 | 1179 | 0.13459 | 1 | 1179 | 158.6816 | 0 | 0 | 0 | 0 | 0 | 0 | 0 | 0 | 0
15818 | 2021 | NJ | Union County Resource Recovery | 50960 | GEN1 | 3 | OP | ST | MSW | BIOMASS | MSW-BIOMASS | 45 | 0.79 | 311612 | 0.79049 | 45 | 311612 | 246326.1699 | 3.698 | 0.06 | 1927.287 | 1.236 | 576.098 | 9.425 | 300282.943 | 385248.276 | 0
15819 | 2021 | NJ | United Stationers Supply Solar Electric | 58040 | SEF-A |  | OP | PV | SUN | SOLAR | SUN-SOLAR | 2 | 0.159 | 2785 | 0.15896 | 2.8 | 3899 | 442.7036 | 0 | 0 | 0 | 0 | 0 | 0 | 0 | 0 | 0
15820 | 2021 | NJ | United Stationers Supply Solar Electric | 58040 | SEF-B |  | OP | PV | SUN | SOLAR | SUN-SOLAR | 0.8 | 0.159 | 1114 | 0.15896 | 2.8 | 3899 | 177.0814 | 0 | 0 | 0 | 0 | 0 | 0 | 0 | 0 | 0
15821 | 2021 | NJ | US Foods Solar | 60808 | USFDS |  | OP | PV | SUN | SOLAR | SUN-SOLAR | 6 | 0 | 0 | 0 | 6 | 0 | 0 | 0 | 0 | 0 | 0 | 0 | 0 | 0 | 0 | 0
15822 | 2021 | NJ | USAA Black Bear Energy | 62612 | USBC1 |  | OP | PV | SUN | SOLAR | SUN-SOLAR | 1.9 | 0.145 | 2408 | 0.14468 | 1.9 | 2408 | 348.3894 | 0 | 0 | 0 | 0 | 0 | 0 | 0 | 0 | 0
15823 | 2021 | NJ | Vicinity Energy Trenton, L.P. | 50094 | 7214 |  | OP | IC | NG | GAS | NG-GAS | 6 | 0.001 | 52 | 0.00099 | 6 | 52 | 0.05148 | 12.42 | 0.015 | 636.338 | 0.016 | 0.323 | 0 | 16.545 | 0.816 | 0
15824 | 2021 | NJ | Vineland Headquarters | 57742 | VHQ |  | OP | PV | SUN | SOLAR | SUN-SOLAR | 1.1 | 0.156 | 1500 | 0.15567 | 1.1 | 1500 | 233.505 | 0 | 0 | 0 | 0 | 0 | 0 | 0 | 0 | 0
15825 | 2021 | NJ | Vineland Mays Landing Solar | 57660 | VNLND |  | OP | PV | SUN | SOLAR | SUN-SOLAR | 4 | 0.168 | 5879 | 0.16778 | 4 | 5879 | 986.3786 | 0 | 0 | 0 | 0 | 0 | 0 | 0 | 0 | 0
15826 | 2021 | NJ | Wakefern Food Corp | 58123 | 1 |  | OP | PV | SUN | SOLAR | SUN-SOLAR | 2 | 0.155 | 2712 | 0.15479 | 2 | 2712 | 419.7905 | 0 | 0 | 0 | 0 | 0 | 0 | 0 | 0 | 0
15827 | 2021 | NJ | Warren County Solar | 56888 | GEN 1 |  | OP | PV | SUN | SOLAR | SUN-SOLAR | 0.5 | 0.148 | 647.5 | 0.14783 | 2 | 2590 | 95.7199 | 0 | 0 | 0 | 0 | 0 | 0 | 0 | 0 | 0
15828 | 2021 | NJ | Warren County Solar | 56888 | GEN 2 |  | OP | PV | SUN | SOLAR | SUN-SOLAR | 0.5 | 0.148 | 647.5 | 0.14783 | 2 | 2590 | 95.7199 | 0 | 0 | 0 | 0 | 0 | 0 | 0 | 0 | 0
15829 | 2021 | NJ | Warren County Solar | 56888 | GEN 3 |  | OP | PV | SUN | SOLAR | SUN-SOLAR | 0.5 | 0.148 | 647.5 | 0.14783 | 2 | 2590 | 95.7199 | 0 | 0 | 0 | 0 | 0 | 0 | 0 | 0 | 0
15830 | 2021 | NJ | Warren County Solar | 56888 | GEN 4 |  | OP | PV | SUN | SOLAR | SUN-SOLAR | 0.5 | 0.148 | 647.5 | 0.14783 | 2 | 2590 | 95.7199 | 0 | 0 | 0 | 0 | 0 | 0 | 0 | 0 | 0
15831 | 2021 | NJ | WC Landfill Energy LLC | 57848 | SOLAR |  | OP | PV | SUN | SOLAR | SUN-SOLAR | 1 | 0.067 | 587 | 0.06701 | 1 | 587 | 39.3349 | 0 | 0 | 0 | 0 | 0 | 0 | 0 | 0 | 0
15832 | 2021 | NJ | WEA Texas Bayonne | 57383 | BAYO |  | OP | PV | SUN | SOLAR | SUN-SOLAR | 1.5 | 0.153 | 2010 | 0.15297 | 1.5 | 2010 | 307.4697 | 0 | 0 | 0 | 0 | 0 | 0 | 0 | 0 | 0
15833 | 2021 | NJ | West Deptford Energy Station | 56963 | E101 |  | OP | CT | NG | GAS | NG-GAS | 225.3 | 0.226 | 446895 | 0.22479 | 754.6 | 1485949 | 100457.527 | 0.062 | 0.005 | 904.531 | 0.017 | 45.832 | 3.392 | 672043.628 | 24697.146 | 0
15834 | 2021 | NJ | West Deptford Energy Station | 56963 | E102 |  | OP | CT | NG | GAS | NG-GAS | 225.3 | 0.236 | 465332 | 0.22479 | 754.6 | 1485949 | 104601.9803 | 0.062 | 0.005 | 904.531 | 0.017 | 45.832 | 3.392 | 672043.628 | 24697.146 | 0
15835 | 2021 | NJ | West Deptford Energy Station | 56963 | STG1 | 2 | OP | CA | NG | GAS | NG-GAS | 304 | 0.215 | 573722 | 0.22479 | 754.6 | 1485949 | 128966.9684 | 0.062 | 0.005 | 904.531 | 0.017 | 45.832 | 3.392 | 672043.628 | 24697.146 | 0
15836 | 2021 | NJ | West Pemberton | 59186 | PV1 |  | OP | PV | SUN | SOLAR | SUN-SOLAR | 7 | 0.188 | 11557 | 0.18847 | 7 | 11557 | 2178.1478 | 0 | 0 | 0 | 0 | 0 | 0 | 0 | 0 | 0
15837 | 2021 | NJ | West Station (NJ) | 6776 | 1 |  | OP | GT | DFO | OIL | DFO-OIL | 27 | 0.001 | 218 | 0.00092 | 27 | 218 | 0.20056 | 3.835 | 0.046 | 3200 | 0.121 | 0.418 | 0.005 | 348.8 | 26.336 | 0
15838 | 2021 | NJ | Westside Avenue | 60500 | 1 |  | OP | PV | SUN | SOLAR | SUN-SOLAR | 1 | 0.049 | 428 | 0.04886 | 1 | 428 | 20.9121 | 0 | 0 | 0 | 0 | 0 | 0 | 0 | 0 | 0
15839 | 2021 | NJ | Wheelabrator Gloucester LP | 50885 | GEN1 | 2 | OP | ST | MSW | BIOMASS | MSW-BIOMASS | 14 | 0.676 | 82898 | 0.67595 | 14 | 82898 | 56034.9031 | 5.371 | 0.309 | 2446.193 | 1.569 | 222.63 | 12.815 | 101392.248 | 130084.34 | 0
15840 | 2021 | NJ | William G Mennen Sports Solar | 61630 | MENN |  | OP | PV | SUN | SOLAR | SUN-SOLAR | 1.3 | 0.094 | 1069 | 0.09387 | 1.3 | 1069 | 100.347 | 0 | 0 | 0 | 0 | 0 | 0 | 0 | 0 | 0
15841 | 2021 | NJ | William Paterson University | 57805 | WPU1 |  | OP | PV | SUN | SOLAR | SUN-SOLAR | 1.4 | 0 | 0 | 0 | 1.4 | 0 | 0 | 0 | 0 | 0 | 0 | 0 | 0 | 0 | 0 | 0
15842 | 2021 | NJ | Williams-Sonoma Solar Facility | 58361 | WS |  | OP | PV | SUN | SOLAR | SUN-SOLAR | 3 | 0.165 | 4331 | 0.1648 | 3 | 4331 | 713.7488 | 0 | 0 | 0 | 0 | 0 | 0 | 0 | 0 | 0
15843 | 2021 | NJ | Wilzig Associates, LLC | 59751 | WILZG |  | OP | PV | SUN | SOLAR | SUN-SOLAR | 1.2 | 0.171 | 1794 | 0.17066 | 1.2 | 1794 | 306.164 | 0 | 0 | 0 | 0 | 0 | 0 | 0 | 0 | 0
15844 | 2021 | NJ | Woodbine Landfill Plant | 59116 | V1021 |  | OP | IC | LFG | BIOMASS | LFG-BIOMASS | 3.2 | 0.17 | 4771 | 0.1702 | 3.2 | 4771 | 812.0242 | 0 | 0.418 | 0 | 0 | 0 | 0.996 | 0 | 0 | 0
15845 | 2021 | NJ | Woodbridge Energy Center | 57839 | CT001 |  | OP | CT | NG | GAS | NG-GAS | 222.7 | 0.618 | 1205541 | 0.54035 | 772.9 | 3658507 | 651414.0794 | 0.04 | 0.004 | 804.301 | 0.015 | 73.552 | 7.427 | 1471270.05 | 55979.228 | 0
15846 | 2021 | NJ | Woodbridge Energy Center | 57839 | CT002 |  | OP | CT | NG | GAS | NG-GAS | 222.7 | 0.54 | 1053247 | 0.54035 | 772.9 | 3658507 | 569122.0164 | 0.04 | 0.004 | 804.301 | 0.015 | 73.552 | 7.427 | 1471270.05 | 55979.228 | 0
15847 | 2021 | NJ | Woodbridge Energy Center | 57839 | ST001 | 2 | OP | CA | NG | GAS | NG-GAS | 327.5 | 0.488 | 1399719 | 0.54035 | 772.9 | 3658507 | 756338.1617 | 0.04 | 0.004 | 804.301 | 0.015 | 73.552 | 7.427 | 1471270.05 | 55979.228 | 0
15848 | 2021 | NJ | Yards Creek Energy | 6522 | 1 |  | OP | PS | WAT | HYDRO | WAT-HYDRO | 151 | -0.03 | -40025.667 | 0 | 453 | -120077.001 | 0 | 0 | 0 | 0 | 0 | 0 | 0 | 0 | 0 | 0
15849 | 2021 | NJ | Yards Creek Energy | 6522 | 2 |  | OP | PS | WAT | HYDRO | WAT-HYDRO | 151 | -0.03 | -40025.667 | 0 | 453 | -120077.001 | 0 | 0 | 0 | 0 | 0 | 0 | 0 | 0 | 0 | 0
15850 | 2021 | NJ | Yards Creek Energy | 6522 | 3 |  | OP | PS | WAT | HYDRO | WAT-HYDRO | 151 | -0.03 | -40025.667 | 0 | 453 | -120077.001 | 0 | 0 | 0 | 0 | 0 | 0 | 0 | 0 | 0 | 0
15851 | 2021 | NJ | Yardville Solar Farm | 57382 | YARD |  | OP | PV | SUN | SOLAR | SUN-SOLAR | 3.6 | 0.122 | 3852 | 0.12215 | 3.6 | 3852 | 470.5218 | 0 | 0 | 0 | 0 | 0 | 0 | 0 | 0 | 0

## Generation by Plant
Generator file sequence number | Data Year | Plant state abbreviation | Plant name | DOE/EIA ORIS plant or facility code | Generator ID | Number of associated boilers | Generator status | Generator prime mover type | Generator primary fuel | Generator nameplate capacity (MW) | Generator capacity factor | Generator annual net generation (MWh) | Generator ozone season net generation (MWh) | Generation data source | Generator year on-line | Generator planned or actual retirement year
SEQGEN | YEAR | PSTATABB | PNAME | ORISPL | GENID | NUMBLR | GENSTAT | PRMVR | FUELG1 | NAMEPCAP | CFACT | GENNTAN | GENNTOZ | GENERSRC | GENYRONL | GENYRRET
15279 | 2021 | NJ | 10 Finderne Avenue Solar, LLC | 64023 | 246 |  | OP | PV | SUN | 2.3 | 0.173 | 3485 | 1830 | Distributed from 923 Generation And Fuel | 2017
15280 | 2021 | NJ | 101 Carnegie Center Solar, LLC | 64025 | 297 |  | OP | PV | SUN | 1.2 | 0.17 | 1788 | 939 | Distributed from 923 Generation And Fuel | 2020
15281 | 2021 | NJ | 12 Applegate Solar LLC | 59371 | PV1 |  | OP | PV | SUN | 1.5 | 0.161 | 2122 | 1114 | Distributed from 923 Generation And Fuel | 2012
15282 | 2021 | NJ | 145 Talmadge Solar | 57458 | 1 |  | OP | PV | SUN | 3.8 | 0.139 | 4629 | 2430 | Distributed from 923 Generation And Fuel | 2011
15283 | 2021 | NJ | 180 Raritan Solar | 58187 | 1 |  | OP | PV | SUN | 1.9 | 0.153 | 2540 | 1333 | Distributed from 923 Generation And Fuel | 2012
15284 | 2021 | NJ | 24 Applegate Solar LLC | 59365 | PV1 |  | OP | PV | SUN | 2.6 | 0.056 | 1281 | 673 | Distributed from 923 Generation And Fuel | 2014
15285 | 2021 | NJ | 350 Clark Solar, NG, LLC | 61224 | 5400 |  | OP | PV | SUN | 1.8 | 0.118 | 1864 | 979 | Distributed from 923 Generation And Fuel | 2011
15286 | 2021 | NJ | 4 Applegate Solar LLC | 59370 | PV1 |  | OP | PV | SUN | 1.4 | 0.162 | 1990 | 1045 | Distributed from 923 Generation And Fuel | 2012
15287 | 2021 | NJ | 435A Bergen Avenue | 63366 | 1 |  | OP | PV | SUN | 1.4 | 0.17 | 2091 | 1098 | Distributed from 923 Generation And Fuel | 2019
15288 | 2021 | NJ | 46 Meadowlands Parkway | 62325 | 1 |  | OP | PV | SUN | 1.5 | 0.187 | 2454 | 1288 | Distributed from 923 Generation And Fuel | 2018
15289 | 2021 | NJ | 510 Carnegie Center | 64194 | 313 |  | OP | PV | SUN | 1.4 | 0.159 | 1946 | 1022 | Distributed from 923 Generation And Fuel | 2019
15290 | 2021 | NJ | 5601 Westside CDG | 65289 | 1 |  | OP | PV | SUN | 1.5 | 0.026 | 347 | 0 | Distributed from 923 Generation And Fuel | 2021
15291 | 2021 | NJ | 601 Doremus CDG | 65280 | 1 |  | OP | PV | SUN | 1.5 | 0.04 | 525 | 262 | Distributed from 923 Generation And Fuel | 2021
15292 | 2021 | NJ | 701 Carnegie Center | 64195 | 313 |  | OP | PV | SUN | 1.1 | 0.159 | 1531 | 804 | Distributed from 923 Generation And Fuel | 2019
15293 | 2021 | NJ | 77 Metro Way | 62326 | 1 |  | OP | PV | SUN | 1 | 0.17 | 1491 | 783 | Distributed from 923 Generation And Fuel | 2018
15294 | 2021 | NJ | Absegami | 65622 | ABSGI |  | OP | PV | SUN | 2.1 | 0.091 | 1675 | 1239 | Distributed from 923 Generation And Fuel | 2021
15295 | 2021 | NJ | AC Criminal Courts Complex SPE2, LLC | 58798 | ACCCC |  | OP | PV | SUN | 1.3 | 0.135 | 1538 | 807 | Distributed from 923 Generation And Fuel | 2012
15296 | 2021 | NJ | AC Landfill Energy LLC | 57845 | UNIT1 |  | RE | IC | LFG | 1.6 | 0.25 | 3502.171 | 1878.857 | Distributed from 923 Generation And Fuel |  | 2021
15297 | 2021 | NJ | AC Landfill Energy LLC | 57845 | UNIT2 |  | RE | IC | LFG | 1.9 | 0.25 | 4158.829 | 2231.143 | Distributed from 923 Generation And Fuel |  | 2021
15298 | 2021 | NJ | AC Power | 63260 | ACP |  | OP | PV | SUN | 1.3 | 0.186 | 2119 | 1112 | Distributed from 923 Generation And Fuel | 2019
15299 | 2021 | NJ | ACCC Mays Landing | 60802 | PV1 |  | OP | PV | SUN | 1.4 | 0.165 | 2018 | 1059 | Distributed from 923 Generation And Fuel | 2013 | 2028
15300 | 2021 | NJ | ACCP NJ 1 | 63198 | ACCP1 |  | OP | PV | SUN | 1.2 | 0.174 | 1833 | 962 | Distributed from 923 Generation And Fuel | 2020
15301 | 2021 | NJ | ACM - Midtown Thermal | 63483 | T60-1 |  | OP | GT | NG | 5.5 | 0.955 | 46017 | 23176 | Distributed from 923 Generation And Fuel | 2012
15302 | 2021 | NJ | ACUA | 61923 | VACUA |  | OP | BA | MWH | 1 | -0.018 | -159 | -66 | Distributed from 923 Generation And Fuel | 2018
15303 | 2021 | NJ | Adams Ave MS and HS | 60772 | PVHS |  | OP | PV | SUN | 1.8 | 0.147 | 2324.903 | 1220.516 | Distributed from 923 Generation And Fuel | 2012
15304 | 2021 | NJ | Adams Ave MS and HS | 60772 | PVMS |  | OP | PV | SUN | 1.3 | 0.147 | 1679.097 | 881.484 | Distributed from 923 Generation And Fuel | 2011
15305 | 2021 | NJ | Alethea I | 58519 | 1 |  | OP | PV | SUN | 2.8 | 0.136 | 3338 | 1752 | Distributed from 923 Generation And Fuel | 2011
15306 | 2021 | NJ | Allied Beverages Elizabeth | 63353 | ABE |  | OP | PV | SUN | 3.2 | 0.187 | 5251 | 2757 | Distributed from 923 Generation And Fuel | 2018
15307 | 2021 | NJ | Altice - Parsippany | 65213 | ATC03 |  | OP | FC | NG | 2 | 0.432 | 7566 | 4266 | Distributed from 923 Generation And Fuel | 2021
15308 | 2021 | NJ | Amazon | 58357 | WR |  | OP | PV | SUN | 4.2 | 0.039 | 1428 | 750 | Distributed from 923 Generation And Fuel | 2011
15309 | 2021 | NJ | American Goldfinch SCS ACY2 NJ, LLC | 64360 | 30001 |  | OP | PV | SUN | 3.9 | 0.126 | 4298 | 2256 | Distributed from 923 Generation And Fuel | 2020
15310 | 2021 | NJ | AT&T Middletown | 65194 | ATT39 |  | OP | FC | NG | 2 | 0.835 | 14636 | 7374 | Distributed from 923 Generation And Fuel | 2015
15311 | 2021 | NJ | Atlantic City Convention Center | 56900 | 1 |  | OP | PV | SUN | 0.5 | 0.17 | 746.5 | 392 | Distributed from 923 Generation And Fuel | 2008
15312 | 2021 | NJ | Atlantic City Convention Center | 56900 | 2 |  | OP | PV | SUN | 0.5 | 0.17 | 746.5 | 392 | Distributed from 923 Generation And Fuel | 2008
15313 | 2021 | NJ | Atlantic City Convention Center | 56900 | 3 |  | OP | PV | SUN | 0.5 | 0.17 | 746.5 | 392 | Distributed from 923 Generation And Fuel | 2008
15314 | 2021 | NJ | Atlantic City Convention Center | 56900 | 4 |  | OP | PV | SUN | 0.5 | 0.17 | 746.5 | 392 | Distributed from 923 Generation And Fuel | 2008
15315 | 2021 | NJ | Atlantic Coast Freezers Solar Facility | 58360 | ACF |  | OP | PV | SUN | 2 | 0.15 | 2622 | 1377 | Distributed from 923 Generation And Fuel | 2012
15316 | 2021 | NJ | Augusta Solar Farm | 62906 | AUGSF |  | OP | PV | SUN | 2.9 | 0.168 | 4257 | 2235 | Distributed from 923 Generation And Fuel | 2016
15317 | 2021 | NJ | Barrette Outdoor Living, Inc. | 63298 | BARRE |  | OP | PV | SUN | 1.5 | 0.209 | 2745 | 1441 | Distributed from 923 Generation And Fuel | 2019
15318 | 2021 | NJ | Bayonne Energy Center | 56964 | GT1 |  | OP | GT | NG | 64 | 0.106 | 59187.578 | 36978.783 | Distributed from 923 Generation And Fuel | 2012
15319 | 2021 | NJ | Bayonne Energy Center | 56964 | GT10 |  | OP | GT | NG | 66 | 0.106 | 61037.189 | 38134.37 | Distributed from 923 Generation And Fuel | 2018
15320 | 2021 | NJ | Bayonne Energy Center | 56964 | GT2 |  | OP | GT | NG | 64 | 0.106 | 59187.578 | 36978.783 | Distributed from 923 Generation And Fuel | 2012
15321 | 2021 | NJ | Bayonne Energy Center | 56964 | GT3 |  | OP | GT | NG | 64 | 0.106 | 59187.578 | 36978.783 | Distributed from 923 Generation And Fuel | 2012
15322 | 2021 | NJ | Bayonne Energy Center | 56964 | GT4 |  | OP | GT | NG | 64 | 0.106 | 59187.578 | 36978.783 | Distributed from 923 Generation And Fuel | 2012
15323 | 2021 | NJ | Bayonne Energy Center | 56964 | GT5 |  | OP | GT | NG | 64 | 0.106 | 59187.578 | 36978.783 | Distributed from 923 Generation And Fuel | 2012
15324 | 2021 | NJ | Bayonne Energy Center | 56964 | GT6 |  | OP | GT | NG | 64 | 0.106 | 59187.578 | 36978.783 | Distributed from 923 Generation And Fuel | 2012
15325 | 2021 | NJ | Bayonne Energy Center | 56964 | GT7 |  | OP | GT | NG | 64 | 0.106 | 59187.578 | 36978.783 | Distributed from 923 Generation And Fuel | 2012
15326 | 2021 | NJ | Bayonne Energy Center | 56964 | GT8 |  | OP | GT | NG | 64 | 0.106 | 59187.578 | 36978.783 | Distributed from 923 Generation And Fuel | 2012
15327 | 2021 | NJ | Bayonne Energy Center | 56964 | GT9 |  | OP | GT | NG | 66 | 0.106 | 61037.189 | 38134.37 | Distributed from 923 Generation And Fuel | 2018
15328 | 2021 | NJ | Bayonne MUA- Leitner-Poma Wind Turbine | 59797 | WT1 |  | OS | WT | WND | 1.5 | 0 | 0 | 0 | Distributed from 923 Generation And Fuel | 2012
15329 | 2021 | NJ | Bayville Central Facility | 54569 | COG1 |  | OP | IC | OBG | 0.3 | 0.083 | 219.304 | 83.304 | Distributed from 923 Generation And Fuel | 1988
15330 | 2021 | NJ | Bayville Central Facility | 54569 | COG2 |  | OP | IC | OBG | 0.3 | 0.083 | 219.304 | 83.304 | Distributed from 923 Generation And Fuel | 1988
15331 | 2021 | NJ | Bayville Central Facility | 54569 | COG3 |  | OP | IC | OBG | 0.3 | 0.083 | 219.304 | 83.304 | Distributed from 923 Generation And Fuel | 1988
15332 | 2021 | NJ | Bayville Central Facility | 54569 | COG4 |  | OP | IC | DFO | 1.5 | 0.083 | 1096.522 | 416.522 | Distributed from 923 Generation And Fuel | 2002
15333 | 2021 | NJ | Bayville Central Facility | 54569 | COG5 |  | OP | IC | DFO | 1.5 | 0.083 | 1096.522 | 416.522 | Distributed from 923 Generation And Fuel | 2002
15334 | 2021 | NJ | Bayville Central Facility | 54569 | COG6 |  | OP | IC | DFO | 1.5 | 0.083 | 1096.522 | 416.522 | Distributed from 923 Generation And Fuel | 2002
15335 | 2021 | NJ | Bayville Central Facility | 54569 | COG7 |  | OP | IC | DFO | 1.5 | 0.083 | 1096.522 | 416.522 | Distributed from 923 Generation And Fuel | 2002
15336 | 2021 | NJ | Bayville Central Facility | 54569 | CPV1 |  | OP | PV | SUN | 0.2 | 0.136 | 239 | 130 | Distributed from 923 Generation And Fuel | 2007
15337 | 2021 | NJ | Bayway Refinery | 56294 | FGX |  | OP | OT | WH | 11.2 | 0.253 | 24815 | 0 | Distributed from 923 Generation And Fuel | 1967
15338 | 2021 | NJ | BBB Corporate Headquarters | 58093 | HQNJ |  | OP | PV | SUN | 1 | 0.131 | 1148 | 603 | Distributed from 923 Generation And Fuel | 2010
15339 | 2021 | NJ | Beaver Run | 60805 | BRUN1 |  | OP | PV | SUN | 7.4 | 0.138 | 8934 | 4690 | Distributed from 923 Generation And Fuel | 2015
15340 | 2021 | NJ | Bed Bath & Beyond DC Port Reading NJ | 58096 | PTNJ |  | OP | PV | SUN | 1.8 | 0.134 | 2111 | 1108 | Distributed from 923 Generation And Fuel | 2011
15341 | 2021 | NJ | Ben Moreell Solar Farm | 63786 | BMSF |  | OP | PV | SUN | 20 | 0.22 | 38577 | 20253 | Distributed from 923 Generation And Fuel | 2020
15342 | 2021 | NJ | Benjamin Moore & Co. Solar | 57733 | PV1 |  | OP | PV | SUN | 1.4 | 0.148 | 1809 | 950 | Distributed from 923 Generation And Fuel | 2010
15343 | 2021 | NJ | Bergen Generating Station | 2398 | 1101 |  | OP | CT | NG | 112.5 | 0.072 | 71056 | 56965 | EIA-923 Generator File | 1995
15344 | 2021 | NJ | Bergen Generating Station | 2398 | 1201 |  | OP | CT | NG | 112.5 | 0.065 | 63732 | 53622 | EIA-923 Generator File | 1995
15345 | 2021 | NJ | Bergen Generating Station | 2398 | 1301 |  | OP | CT | NG | 112.5 | 0.082 | 81199 | 67587 | EIA-923 Generator File | 1995
15346 | 2021 | NJ | Bergen Generating Station | 2398 | 1401 |  | OP | CT | NG | 112.5 | 0.154 | 152024 | 116272 | EIA-923 Generator File | 1995
15347 | 2021 | NJ | Bergen Generating Station | 2398 | 1501 | 4 | OP | CA | NG | 325.2 | 0.049 | 140631 | 121026 | EIA-923 Generator File | 1959
15348 | 2021 | NJ | Bergen Generating Station | 2398 | 2101 |  | OP | CT | NG | 183.6 | 0.245 | 394536 | 183331 | EIA-923 Generator File | 2002
15349 | 2021 | NJ | Bergen Generating Station | 2398 | 2201 |  | OP | CT | NG | 183.6 | 0.253 | 406269 | 139796 | EIA-923 Generator File | 2002
15350 | 2021 | NJ | Bergen Generating Station | 2398 | 2301 | 2 | OP | CA | NG | 258.4 | 0.19 | 430245 | 171700 | EIA-923 Generator File | 2002
15351 | 2021 | NJ | Bergenmand Solar Partners, LLC Mahwah | 63200 | SA1 |  | OP | PV | SUN | 0.5 | 0.177 | 774 | 406.5 | Distributed from 923 Generation And Fuel | 2012
15352 | 2021 | NJ | Bergenmand Solar Partners, LLC Mahwah | 63200 | SA2 |  | OP | PV | SUN | 0.5 | 0.177 | 774 | 406.5 | Distributed from 923 Generation And Fuel | 2012
15353 | 2021 | NJ | Bernards Solar | 60437 | BERNS |  | OP | PV | SUN | 2.9 | 0.176 | 4459 | 2341 | Distributed from 923 Generation And Fuel | 2016
15354 | 2021 | NJ | Berry Plastics Solar | 59097 | PV1 |  | OP | PV | SUN | 9.8 | 0.127 | 10933 | 5740 | Distributed from 923 Generation And Fuel | 2013
15355 | 2021 | NJ | BJ's Wholesale Club Inc Dist Center | 60227 | PV1 |  | OP | PV | SUN | 1.4 | 0.18 | 2208 | 1159 | Distributed from 923 Generation And Fuel | 2016
15356 | 2021 | NJ | BlackRock-Matrix | 57727 | BLAR |  | OP | PV | SUN | 2.5 | 0.156 | 3406 | 1788 | Distributed from 923 Generation And Fuel | 2012
15357 | 2021 | NJ | BNB Camden Solar | 61893 | BNBHQ |  | OP | PV | SUN | 2.2 | 0.156 | 3000.919 | 1575.676 | Distributed from 923 Generation And Fuel | 2017
15358 | 2021 | NJ | BNB Camden Solar | 61893 | BNBSO |  | OP | PV | SUN | 1.5 | 0.156 | 2046.081 | 1074.324 | Distributed from 923 Generation And Fuel | 2017
15359 | 2021 | NJ | Bordentown Solar | 60734 | PV1 |  | OP | PV | SUN | 6.8 | 0.166 | 9888 | 5342 | Distributed from 923 Generation And Fuel | 2015
15360 | 2021 | NJ | Brickyard Solar | 60733 | PV1 |  | OP | PV | SUN | 1.5 | 0.14 | 1845 | 969 | Distributed from 923 Generation And Fuel | 2015
15361 | 2021 | NJ | Bridgeport Disposal Solar Farm | 59166 | BRIDG |  | OP | PV | SUN | 1.2 | 0.164 | 1726 | 906 | Distributed from 923 Generation And Fuel | 2011
15362 | 2021 | NJ | Bristol Myers Squibb Lawrenceville | 58947 | DG101 |  | SB | IC | DFO | 1.2 | 0.001 | 9 | 2 | Distributed from 923 Generation And Fuel | 1991
15363 | 2021 | NJ | Bristol Myers Squibb Lawrenceville | 58947 | TG101 |  | OP | GT | NG | 4.3 | 0.357 | 13460.303 | 6780.535 | Distributed from 923 Generation And Fuel | 1995
15364 | 2021 | NJ | Bristol Myers Squibb Lawrenceville | 58947 | TG102 |  | OP | GT | NG | 5.6 | 0.357 | 17529.697 | 8830.465 | Distributed from 923 Generation And Fuel | 2021
15365 | 2021 | NJ | Bristol Myers Squibb New Brunswick | 54829 | GEN1 |  | OP | GT | NG | 9.5 | 0.682 | 56762 | 26773 | Distributed from 923 Generation And Fuel | 1992
15366 | 2021 | NJ | Bristol Myers Squibb New Brunswick | 54829 | GEN2 |  | SB | ST | NG | 1 | 0.007 | 64 | 64 | EIA-923 Generator File | 1999
15367 | 2021 | NJ | Burlington Coat Factory Solar | 62712 | BCF |  | OP | PV | SUN | 2.6 | 0.204 | 4637 | 2434 | Distributed from 923 Generation And Fuel | 2018
15368 | 2021 | NJ | Caldwell Wastewater Treatment Plant Hybrid | 62027 | BAT1 |  | OP | BA | MWH | 1 | 0 | 0 | 0 | Distributed from 923 Generation And Fuel | 2016
15369 | 2021 | NJ | Caldwell Wastewater Treatment Plant Hybrid | 62027 | PV1 |  | OP | PV | SUN | 0.7 | 0.153 | 938 | 492 | Distributed from 923 Generation And Fuel | 2016
15370 | 2021 | NJ | Calpine Vineland Solar LLC | 57081 | CVS1 |  | OP | PV | SUN | 2.3 | 0.153 | 3079.756 | 1616.732 | Distributed from 923 Generation And Fuel | 2009
15371 | 2021 | NJ | Calpine Vineland Solar LLC | 57081 | CVS2 |  | OP | PV | SUN | 1.8 | 0.153 | 2410.244 | 1265.268 | Distributed from 923 Generation And Fuel | 2009
15372 | 2021 | NJ | Camden Plant Holdings LLC | 10751 | GEN1 |  | OP | CT | NG | 95.2 | 0.063 | 52778 | 40541 | EIA-923 Generator File | 1993
15373 | 2021 | NJ | Camden Plant Holdings LLC | 10751 | GEN2 | 1 | OP | CA | NG | 77.7 | 0.035 | 23540 | 17893 | EIA-923 Generator File | 1993
15374 | 2021 | NJ | Camden Resource Recovery Facility | 10435 | TGA | 3 | OP | ST | MSW | 17.5 | 0.609 | 93421 | 36196 | EIA-923 Generator File | 1991
15375 | 2021 | NJ | Camden Resource Recovery Facility | 10435 | TGB | 3 | OP | ST | MSW | 17.5 | 0.47 | 72055 | 35073 | EIA-923 Generator File | 1991
15376 | 2021 | NJ | Campus Drive Solar | 63334 | CAMPS |  | OP | PV | SUN | 3.7 | 0.185 | 5984 | 3142 | Distributed from 923 Generation And Fuel | 2020
15377 | 2021 | NJ | Carlls Corner | 2379 | CA1 |  | OP | GT | NG | 41.9 | 0.007 | 2507 | 1263 | Distributed from 923 Generation And Fuel | 1973
15378 | 2021 | NJ | Carlls Corner | 2379 | CA2 |  | OP | GT | NG | 41.9 | 0.007 | 2507 | 1263 | Distributed from 923 Generation And Fuel | 1973
15379 | 2021 | NJ | Carrier Clinic | 59297 | CARRI |  | OP | PV | SUN | 1.5 | 0.138 | 1813 | 952 | Distributed from 923 Generation And Fuel | 2009
15380 | 2021 | NJ | Cascades | 64380 | 464 |  | OP | PV | SUN | 2 | 0.09 | 1583 | 1024 | Distributed from 923 Generation And Fuel | 2021
15381 | 2021 | NJ | CCG Marketing | 62616 | CCGWC |  | OP | PV | SUN | 1.5 | 0.167 | 2198 | 1154 | Distributed from 923 Generation And Fuel | 2018
15382 | 2021 | NJ | CCMUA | 59248 | CCMUA |  | OP | PV | SUN | 1.5 | 0 | 0 | 0 | Distributed from 923 Generation And Fuel | 2012
15383 | 2021 | NJ | CCUA Solar | 63971 | CCUA |  | OP | PV | SUN | 1.5 | 0.182 | 2396 | 1472 | Distributed from 923 Generation And Fuel | 2021
15384 | 2021 | NJ | Cedar Branch | 60266 | CEDAR |  | OP | PV | SUN | 6.1 | 0.186 | 9961 | 5229 | Distributed from 923 Generation And Fuel | 2016
15385 | 2021 | NJ | Cedar Creek | 65623 | CDRCK |  | OP | PV | SUN | 1.6 | 0.084 | 1179 | 872 | Distributed from 923 Generation And Fuel | 2021
15386 | 2021 | NJ | CentraState Medical Center PV Facility | 59630 | CS |  | OP | PV | SUN | 5.2 | 0.158 | 7183 | 3771 | Distributed from 923 Generation And Fuel | 2014
15387 | 2021 | NJ | CES Cherry Hill Solar | 60201 | CHNJ |  | OP | PV | SUN | 1.2 | 0.165 | 1735 | 911 | Distributed from 923 Generation And Fuel | 2016
15388 | 2021 | NJ | Chambers Cogeneration LP | 10566 | GEN1 | 2 | OP | ST | BIT | 285 | 0.19 | 473773 | 210102 | EIA-923 Generator File | 1994 | 2024
15389 | 2021 | NJ | Chanel Piscataway Rooftop | 63355 | CPR |  | OP | PV | SUN | 1.4 | 0.252 | 3089 | 1622 | Distributed from 923 Generation And Fuel | 2018
15390 | 2021 | NJ | Cherry Hill | 57734 | CH |  | OP | PV | SUN | 1.1 | 0.15 | 1449 | 761 | Distributed from 923 Generation And Fuel | 2010
15391 | 2021 | NJ | Christmas Tree Shops DC Burlington NJ | 58094 | FINJ |  | OP | PV | SUN | 2.1 |  |  |  |  | 2011
15392 | 2021 | NJ | Cinnaminson Landfill Solar | 65465 | CINN |  | OP | PV | SUN | 10 | 0.196 | 17157 | 9007 | Distributed from 923 Generation And Fuel | 2019
15393 | 2021 | NJ | Cinnamon Bay Edgeboro Landfill | 58208 | 1 |  | OP | IC | LFG | 9.6 | 0.261 | 21957 | 9773 | Distributed from 923 Generation And Fuel | 2011
15394 | 2021 | NJ | CIP II/AR Bridgewater Holdings - NJCOE | 10122 | 02 |  | OP | GT | NG | 5 | 0.582 | 25481 | 12718 | Distributed from 923 Generation And Fuel | 2002
15395 | 2021 | NJ | Clayville | 58235 | 1 |  | OP | GT | NG | 73 | 0.085 | 54110 | 38800 | Distributed from 923 Generation And Fuel | 2015
15396 | 2021 | NJ | College of New Jersey | 58165 | COGEN |  | OP | IC | NG | 6.2 | 0.588 | 31927 | 16085 | Distributed from 923 Generation And Fuel | 1996
15397 | 2021 | NJ | Colonial Pipeline Allentown Chesterfield | 63356 | CPAC |  | OP | PV | SUN | 1.9 | 0.179 | 2978 | 1563 | Distributed from 923 Generation And Fuel | 2018
15398 | 2021 | NJ | Colonial Pipeline Woodbury West Deptford | 63357 | CPWWD |  | OP | PV | SUN | 3.7 | 0.18 | 5831 | 3061 | Distributed from 923 Generation And Fuel | 2018
15399 | 2021 | NJ | Community Foodbank of NJ | 60776 | FDBNK |  | OP | PV | SUN | 1 | 0.09 | 790 | 415 | Distributed from 923 Generation And Fuel | 2012
15400 | 2021 | NJ | Connell East LLC | 62598 | LOREA |  | OP | PV | SUN | 1.4 | 0.12 | 1470 | 772 | Distributed from 923 Generation And Fuel | 2013
15401 | 2021 | NJ | Constellation New Energy Inc | 58029 | PV1 |  | OP | PV | SUN | 3.9 | 0.173 | 5907 | 3101 | Distributed from 923 Generation And Fuel | 2011
15402 | 2021 | NJ | Cornerstone Power Holmdel LLC | 58536 | 1 |  | OP | PV | SUN | 3 | 0.125 | 3288 | 1726 | Distributed from 923 Generation And Fuel | 2013
15403 | 2021 | NJ | Cornerstone Power Vineland I LLC | 58512 | PV1 |  | OP | PV | SUN | 3.1 | 0.186 | 5050 | 2651 | Distributed from 923 Generation And Fuel | 2012
15404 | 2021 | NJ | Corning Pharmaceutical Glass | 58359 | GG |  | OP | PV | SUN | 2.3 | 0.157 | 3164 | 1661 | Distributed from 923 Generation And Fuel | 2012
15405 | 2021 | NJ | County College of Morris | 58881 | PV01 |  | OP | PV | SUN | 2.9 | 0.153 | 3875 | 2034 | Distributed from 923 Generation And Fuel | 2013
15406 | 2021 | NJ | Covanta Essex Company | 10643 | GEN1 | 3 | OP | ST | MSW | 34.9 | 0.817 | 249654 | 103710 | EIA-923 Generator File | 1990
15407 | 2021 | NJ | Covanta Essex Company | 10643 | GEN2 | 3 | OP | ST | MSW | 34.9 | 0.777 | 237544 | 97855 | EIA-923 Generator File | 1990
15408 | 2021 | NJ | Cranbury | 59446 | CRANB |  | OP | PV | SUN | 5 | 0.15 | 6551 | 3439 | Distributed from 923 Generation And Fuel | 2011
15409 | 2021 | NJ | Cumberland (NJ) | 5083 | CUMB |  | OP | GT | NG | 99.4 | 0.03 | 25904.62 | 16362.736 | Distributed from 923 Generation And Fuel | 1990
15410 | 2021 | NJ | Cumberland (NJ) | 5083 | CUMB2 |  | OP | GT | NG | 131.8 | 0.03 | 34348.38 | 21696.264 | Distributed from 923 Generation And Fuel | 2009
15411 | 2021 | NJ | Cumberland County Solid Waste Complex | 56884 | GEN 2 |  | OP | IC | LFG | 1.6 | 0.422 | 5912.667 | 2395 | Distributed from 923 Generation And Fuel | 2008
15412 | 2021 | NJ | Cumberland County Solid Waste Complex | 56884 | GEN 3 |  | OP | IC | LFG | 1.6 | 0.422 | 5912.667 | 2395 | Distributed from 923 Generation And Fuel | 2008
15413 | 2021 | NJ | Cumberland County Solid Waste Complex | 56884 | GEN1 |  | OP | IC | LFG | 1.6 | 0.422 | 5912.667 | 2395 | Distributed from 923 Generation And Fuel | 2008
15414 | 2021 | NJ | Day Four Solar LLC | 62905 | DAY04 |  | OP | PV | SUN | 4.5 | 0.196 | 7732 | 4059 | Distributed from 923 Generation And Fuel | 2016
15415 | 2021 | NJ | DCO Burlington | 63492 | CTG-1 |  | OP | GT | NG | 3.5 | 0.518 | 15875 | 7998 | Distributed from 923 Generation And Fuel | 2012
15416 | 2021 | NJ | Delanco | 64411 | DELAN |  | OP | PV | SUN | 2.4 | 0.114 | 2406 | 1780 | Distributed from 923 Generation And Fuel | 2021
15417 | 2021 | NJ | Delilah Road Landfill | 58951 | DRLS |  | OP | PV | SUN | 8.5 | 0.195 | 14502 | 7613 | Distributed from 923 Generation And Fuel | 2016
15418 | 2021 | NJ | Deutsche Bank- Piscataway Solar | 60803 | DBPIS |  | OP | PV | SUN | 1 | 0.112 | 980 | 514 | Distributed from 923 Generation And Fuel | 2011
15419 | 2021 | NJ | DG Amaze ACY1 | 63286 | ACY1 |  | OP | PV | SUN | 3.8 | 0.025 | 838 | 440 | Distributed from 923 Generation And Fuel | 2019
15420 | 2021 | NJ | DG Camden LLC Holtec | 61515 | HOLTC |  | OP | PV | SUN | 2.2 | 0.201 | 3879 | 2036 | Distributed from 923 Generation And Fuel | 2017
15421 | 2021 | NJ | DG Florham Park Solar LLC | 62586 | BASF |  | OP | PV | SUN | 2 | 0.164 | 2872 | 1508 | Distributed from 923 Generation And Fuel | 2019
15422 | 2021 | NJ | DG Infineum | 62958 | INFNM |  | OP | PV | SUN | 2 | 0.162 | 2831 | 1486 | Distributed from 923 Generation And Fuel | 2020
15423 | 2021 | NJ | DG Iron Mountain | 62957 | IRNMT |  | OP | PV | SUN | 5.4 | 0.15 | 7108 | 3732 | Distributed from 923 Generation And Fuel | 2020
15424 | 2021 | NJ | DG New Jersey Solar RLS Logistics | 61507 | RLSNJ |  | OP | PV | SUN | 4 | 0.136 | 4754 | 2496 | Distributed from 923 Generation And Fuel | 2018
15425 | 2021 | NJ | Dix Solar, L.L.C | 61864 | DIXSL |  | OP | PV | SUN | 13 | 0.181 | 20560 | 10794 | Distributed from 923 Generation And Fuel | 2017
15426 | 2021 | NJ | Dow Jones South Brunswick Solar | 57397 | PV01 |  | OP | PV | SUN | 2.2 | 0.148 | 2843.5 | 1492.944 | Distributed from 923 Generation And Fuel | 2010
15427 | 2021 | NJ | Dow Jones South Brunswick Solar | 57397 | PV02 |  | OP | PV | SUN | 1.4 | 0.148 | 1809.5 | 950.056 | Distributed from 923 Generation And Fuel | 2011
15428 | 2021 | NJ | DRPA Lindenwold Station Solar Project | 65658 | DLSSP |  | OP | PV | SUN | 6 | 0.005 | 238 | 0 | Distributed from 923 Generation And Fuel | 2021
15429 | 2021 | NJ | DSM Nutritional Products Solar | 62713 | DSM |  | OP | PV | SUN | 10 | 0.18 | 15784 | 8287 | Distributed from 923 Generation And Fuel | 2018
15430 | 2021 | NJ | DSM Solar | 60739 | PV1 |  | OP | PV | SUN | 4.5 | 0.145 | 5730 | 3008 | Distributed from 923 Generation And Fuel | 2014
15431 | 2021 | NJ | DTE Atlantic, LLC | 62492 | ACB-1 |  | OP | GT | NG | 7.5 | 0.819 | 53804 | 27107 | Distributed from 923 Generation And Fuel | 2010
15432 | 2021 | NJ | Eagle Point Power Generation | 50561 | GTG1 |  | OP | CT | NG | 90 | 0.061 | 47772 | 41240 | EIA-923 Generator File | 1990
15433 | 2021 | NJ | Eagle Point Power Generation | 50561 | GTG2 |  | OP | CT | NG | 90 | 0.061 | 48311 | 41240 | EIA-923 Generator File | 1990
15434 | 2021 | NJ | Eagle Point Power Generation | 50561 | STG1 | 2 | OP | CA | NG | 45 | 0.118 | 46433 | 41240 | EIA-923 Generator File | 1991
15435 | 2021 | NJ | Eagle Point Power Generation | 50561 | STG2 | 2 | OP | CA | NG | 26.8 | 0.194 | 45453 | 41240 | EIA-923 Generator File | 2016
15436 | 2021 | NJ | East Amwell | 60327 | AMWEL |  | OP | PV | SUN | 1.8 | 0.169 | 2670 | 1402 | Distributed from 923 Generation And Fuel | 2016
15437 | 2021 | NJ | East Orange Solar | 60727 | PV1 |  | OP | PV | SUN | 4.5 | 0.155 | 6110 | 3208 | Distributed from 923 Generation And Fuel | 2015
15438 | 2021 | NJ | EDF Ph1 Toms River | 64327 | GEN1 |  | OP | PV | SUN | 21.3 | 0.127 | 23732 | 16354 | Distributed from 923 Generation And Fuel | 2021
15439 | 2021 | NJ | Elmwood Park Power LLC | 50852 | GEN1 |  | RE | CT | NG | 66.6 | 0 | 0 | 0 | EIA-923 Generator File |  | 2021
15440 | 2021 | NJ | Elmwood Park Power LLC | 50852 | GEN2 | 1 | RE | CA | NG | 22.9 | 0 | 0 | 0 | EIA-923 Generator File |  | 2021
15441 | 2021 | NJ | Engelhard Solar LLC | 59367 | PV1 |  | OP | PV | SUN | 0.8 | 0.124 | 867 | 455 | Distributed from 923 Generation And Fuel | 2012
15442 | 2021 | NJ | EQX002 Secaucus Rd Fuel Cell | 63702 | EQX02 |  | OP | FC | NG | 1.5 | 0.951 | 12502 | 6299 | Distributed from 923 Generation And Fuel | 2019
15443 | 2021 | NJ | EQX003 Secaucus Rd Fuel Cell | 63703 | EQX03 |  | OP | FC | NG | 2 | 0.844 | 14794 | 7453 | Distributed from 923 Generation And Fuel | 2018
15444 | 2021 | NJ | EQX012 Harz Fuel Cell | 63706 | EQX12 |  | OP | FC | NG | 2.5 | 0.809 | 17711 | 8923 | Distributed from 923 Generation And Fuel | 2018
15445 | 2021 | NJ | Essex County Correctional Facility Cogen | 63540 | EG1 |  | OP | IC | NG | 3.1 | 0.48 | 13028.5 | 6564 | Distributed from 923 Generation And Fuel | 2003
15446 | 2021 | NJ | Essex County Correctional Facility Cogen | 63540 | EG2 |  | OP | IC | NG | 3.1 | 0.48 | 13028.5 | 6564 | Distributed from 923 Generation And Fuel | 2003
15447 | 2021 | NJ | ETS Ewing Solar Facility | 57574 | ETS1 |  | OP | PV | SUN | 1.3 | 0.135 | 1543 | 810 | Distributed from 923 Generation And Fuel | 2010
15448 | 2021 | NJ | FedEx Woodbridge | 57776 | 1 |  | OP | PV | SUN | 2 | 0.117 | 2049 | 1076 | Distributed from 923 Generation And Fuel | 2009
15449 | 2021 | NJ | Flemington Solar | 57485 | FSNJ |  | OP | PV | SUN | 8 | 0.169 | 11841 | 6216 | Distributed from 923 Generation And Fuel | 2011
15450 | 2021 | NJ | Florence Solar W3-080, LLC | 60990 | PV1 |  | OP | PV | SUN | 7.9 | 0.168 | 11595 | 6087 | Distributed from 923 Generation And Fuel | 2016
15451 | 2021 | NJ | Forked River | 7138 | 1 |  | OP | GT | NG | 38.4 | 0.012 | 4068.5 | 2984.5 | Distributed from 923 Generation And Fuel | 1989
15452 | 2021 | NJ | Forked River | 7138 | 2 |  | OP | GT | NG | 38.4 | 0.012 | 4068.5 | 2984.5 | Distributed from 923 Generation And Fuel | 1989
15453 | 2021 | NJ | Frankford Solar | 60732 | PV1 |  | OP | PV | SUN | 8.2 | 0.141 | 10151 | 5329 | Distributed from 923 Generation And Fuel | 2012
15454 | 2021 | NJ | Franklin Solar | 63149 | FRANK |  | OP | PV | SUN | 8.8 | 0.167 | 12855 | 6749 | Distributed from 923 Generation And Fuel | 2020
15455 | 2021 | NJ | Freeze Solar | 60759 | PV1 |  | OP | PV | SUN | 1.5 | 0.156 | 2050 | 1076 | Distributed from 923 Generation And Fuel | 2013 | 2028
15456 | 2021 | NJ | French's Landfill PV | 60994 | GEN1 |  | OP | PV | SUN | 5.1 | 0.154 | 6897 | 3621 | Distributed from 923 Generation And Fuel | 2014
15457 | 2021 | NJ | Frenchtown I Solar | 57486 | F1NJ |  | OP | PV | SUN | 3 | 0.16 | 4215 | 2213 | Distributed from 923 Generation And Fuel | 2012
15458 | 2021 | NJ | Frenchtown II Solar | 57487 | F2NJ |  | OP | PV | SUN | 3 | 0.154 | 4056 | 2129 | Distributed from 923 Generation And Fuel | 2011
15459 | 2021 | NJ | Frenchtown III Solar | 58564 | F3NJ |  | OP | PV | SUN | 7.9 | 0.181 | 12559 | 6593 | Distributed from 923 Generation And Fuel | 2013
15460 | 2021 | NJ | G&S Wantage Solar LLC | 59366 | PV1 |  | OP | PV | SUN | 8.5 | 0.115 | 8592 | 4511 | Distributed from 923 Generation And Fuel | 2014
15461 | 2021 | NJ | Galloway Landfill | 63698 | GALLO |  | OP | PV | SUN | 2.3 | 0.198 | 3991 | 2095 | Distributed from 923 Generation And Fuel | 2020
15462 | 2021 | NJ | Garfield Solar | 62680 | GARFE |  | OP | PV | SUN | 0.4 | 0.158 | 552.19 | 289.905 | Distributed from 923 Generation And Fuel | 2019
15463 | 2021 | NJ | Garfield Solar | 62680 | GARFN |  | OP | PV | SUN | 0.8 | 0.158 | 1104.381 | 579.81 | Distributed from 923 Generation And Fuel | 2019
15464 | 2021 | NJ | Garfield Solar | 62680 | GARFS |  | OP | PV | SUN | 1.4 | 0.158 | 1932.667 | 1014.667 | Distributed from 923 Generation And Fuel | 2019
15465 | 2021 | NJ | Garfield Solar | 62680 | GARMS |  | OP | PV | SUN | 1.6 | 0.158 | 2208.762 | 1159.619 | Distributed from 923 Generation And Fuel | 2019
15466 | 2021 | NJ | Gemini Technologies Services, Inc. Solar | 60804 | DBGAT |  | OP | PV | SUN | 1.3 | 0.129 | 1469 | 771 | Distributed from 923 Generation And Fuel | 2013
15467 | 2021 | NJ | Gilbert | 2393 | 4 |  | OP | CT | NG | 54 | 0.022 | 10389 | 8133 | EIA-923 Generator File | 1974
15468 | 2021 | NJ | Gilbert | 2393 | 5 |  | OP | CT | NG | 54 | 0.018 | 8301 | 7622 | EIA-923 Generator File | 1974
15469 | 2021 | NJ | Gilbert | 2393 | 6 |  | OP | CT | NG | 54 | 0.026 | 12432 | 9702 | EIA-923 Generator File | 1974
15470 | 2021 | NJ | Gilbert | 2393 | 7 |  | OP | CT | NG | 54 | 0.024 | 11490 | 8793 | EIA-923 Generator File | 1974
15471 | 2021 | NJ | Gilbert | 2393 | 8 | 4 | OP | CA | NG | 135 | 0.011 | 12616 | 9856 | EIA-923 Generator File | 1977
15472 | 2021 | NJ | Gilbert | 2393 | 9 |  | OP | GT | NG | 161 | 0.01 | 13576 | 6698 | Distributed from 923 Generation And Fuel | 1996
15473 | 2021 | NJ | Glopak Solar PV Power Plant | 61248 | INV1R |  | OP | PV | SUN | 0.5 | 0.133 | 582.5 | 306 | Distributed from 923 Generation And Fuel | 2011
15474 | 2021 | NJ | Glopak Solar PV Power Plant | 61248 | INV2G |  | OP | PV | SUN | 0.5 | 0.133 | 582.5 | 306 | Distributed from 923 Generation And Fuel | 2012
15475 | 2021 | NJ | Gloucester Community College Solar | 60752 | PV1 |  | OP | PV | SUN | 2.3 | 0.182 | 3663 | 1923 | Distributed from 923 Generation And Fuel | 2014
15476 | 2021 | NJ | Goya Foods, Inc- Jersey City Solar | 60839 | PV1 |  | OP | PV | SUN | 2.5 | 0.176 | 3856 | 2024 | Distributed from 923 Generation And Fuel | 2015
15477 | 2021 | NJ | Goya Foods, Inc- Secaucus Solar | 60840 | PV1 |  | OP | PV | SUN | 1.6 | 0.175 | 2455 | 1289 | Distributed from 923 Generation And Fuel | 2016
15478 | 2021 | NJ | Great Falls Hydro Project | 52068 | GEN1 |  | OP | HY | WAT | 4.1 | 0.169 | 6074.667 | 1792.333 | Distributed from 923 Generation And Fuel | 1985
15479 | 2021 | NJ | Great Falls Hydro Project | 52068 | GEN2 |  | OP | HY | WAT | 4.1 | 0.169 | 6074.667 | 1792.333 | Distributed from 923 Generation And Fuel | 1985
15480 | 2021 | NJ | Great Falls Hydro Project | 52068 | GEN3 |  | OP | HY | WAT | 4.1 | 0.169 | 6074.667 | 1792.333 | Distributed from 923 Generation And Fuel | 1985
15481 | 2021 | NJ | GSPP Onyx New Brunswick LLC | 64422 | NBOE1 |  | OP | PV | SUN | 0.3 | 0.16 | 421.636 | 221.455 | Distributed from 923 Generation And Fuel | 2019
15482 | 2021 | NJ | GSPP Onyx New Brunswick LLC | 64422 | NBOE2 |  | OP | PV | SUN | 0.4 | 0.16 | 562.182 | 295.273 | Distributed from 923 Generation And Fuel | 2019
15483 | 2021 | NJ | GSPP Onyx New Brunswick LLC | 64422 | NBOE3 |  | OP | PV | SUN | 0.3 | 0.16 | 421.636 | 221.455 | Distributed from 923 Generation And Fuel | 2019
15484 | 2021 | NJ | GSPP Onyx New Brunswick LLC | 64422 | NBOE4 |  | OP | PV | SUN | 0.1 | 0.16 | 140.545 | 73.818 | Distributed from 923 Generation And Fuel | 2019
15485 | 2021 | NJ | Hall's Warehouse Solar Project | 56877 | TBD |  | OP | PV | SUN | 1.6 | 0.097 | 1358 | 713 | Distributed from 923 Generation And Fuel | 2009
15486 | 2021 | NJ | Hamilton Solar-Crosswicks | 60489 | PV1 |  | OP | PV | SUN | 3.5 | 0.14 | 4278.4 | 2246.067 | Distributed from 923 Generation And Fuel | 2011
15487 | 2021 | NJ | Hamilton Solar-Crosswicks | 60489 | PV2 |  | OP | PV | SUN | 4 | 0.14 | 4889.6 | 2566.933 | Distributed from 923 Generation And Fuel | 2011
15488 | 2021 | NJ | Hanover | 59628 | HNOVR |  | OP | PV | SUN | 5 | 0.171 | 7486 | 3930 | Distributed from 923 Generation And Fuel | 2015
15489 | 2021 | NJ | Harmon DC Totowa NJ | 58095 | TONJ |  | OP | PV | SUN | 1.5 | 0.131 | 1719 | 902 | Distributed from 923 Generation And Fuel | 2012
15490 | 2021 | NJ | Harmony | 59627 | HRMNY |  | OP | PV | SUN | 3 | 0.161 | 4240 | 2226 | Distributed from 923 Generation And Fuel | 2015
15491 | 2021 | NJ | Hartz Way | 60501 | 1 |  | OP | PV | SUN | 1 | 0.134 | 1173 | 616 | Distributed from 923 Generation And Fuel | 2010
15492 | 2021 | NJ | Haworth Water Treatment Plant | 56701 | GEN1 |  | OP | IC | NG | 2 | 0.121 | 2128.625 | 1072.375 | Distributed from 923 Generation And Fuel | 2004
15493 | 2021 | NJ | Haworth Water Treatment Plant | 56701 | GEN2 |  | OP | IC | NG | 2 | 0.121 | 2128.625 | 1072.375 | Distributed from 923 Generation And Fuel | 2004
15494 | 2021 | NJ | Haworth Water Treatment Plant | 56701 | GEN3 |  | OP | IC | NG | 2 | 0.121 | 2128.625 | 1072.375 | Distributed from 923 Generation And Fuel | 2004
15495 | 2021 | NJ | Haworth Water Treatment Plant | 56701 | GEN4 |  | OP | IC | NG | 2 | 0.121 | 2128.625 | 1072.375 | Distributed from 923 Generation And Fuel | 2004
15496 | 2021 | NJ | Haworth Water Treatment Plant | 56701 | GEN5 |  | OP | IC | DFO | 4 | 0.121 | 4257.25 | 2144.75 | Distributed from 923 Generation And Fuel | 2018
15497 | 2021 | NJ | Haworth Water Treatment Plant | 56701 | GEN6 |  | OP | IC | DFO | 4 | 0.121 | 4257.25 | 2144.75 | Distributed from 923 Generation And Fuel | 2018
15498 | 2021 | NJ | Heller 400M | 62438 | A |  | OP | PV | SUN | 0.8 | 0.129 | 903.333 | 474 | Distributed from 923 Generation And Fuel | 2013 | 2028
15499 | 2021 | NJ | Heller 400M | 62438 | B |  | OP | PV | SUN | 0.2 | 0.129 | 225.833 | 118.5 | Distributed from 923 Generation And Fuel | 2013 | 2028
15500 | 2021 | NJ | Heller 400M | 62438 | C |  | OP | PV | SUN | 0.2 | 0.129 | 225.833 | 118.5 | Distributed from 923 Generation And Fuel | 2013 | 2028
15501 | 2021 | NJ | Heller Industrial Parks | 57869 | HH |  | OP | PV | SUN | 0.5 | 0.141 | 617.391 | 324.13 | Distributed from 923 Generation And Fuel | 2012 | 2027
15502 | 2021 | NJ | Heller Industrial Parks | 57869 | HII |  | OP | PV | SUN | 0.4 | 0.141 | 493.913 | 259.304 | Distributed from 923 Generation And Fuel | 2012 | 2027
15503 | 2021 | NJ | Heller Industrial Parks | 57869 | HJC |  | OP | PV | SUN | 0.2 | 0.141 | 246.957 | 129.652 | Distributed from 923 Generation And Fuel | 2012 | 2027
15504 | 2021 | NJ | Heller Industrial Parks | 57869 | HM |  | OP | PV | SUN | 0.8 | 0.141 | 987.826 | 518.609 | Distributed from 923 Generation And Fuel | 2013 | 2028
15505 | 2021 | NJ | Heller Industrial Parks | 57869 | UNIT1 |  | OP | PV | SUN | 2.7 | 0.141 | 3333.913 | 1750.304 | Distributed from 923 Generation And Fuel | 2011 | 2027
15506 | 2021 | NJ | Highland Park Borough Solar | 65468 | HIGH |  | OP | PV | SUN | 0.5 | 0.149 | 652 | 342 | Distributed from 923 Generation And Fuel | 2019
15507 | 2021 | NJ | Highland Park Borough Solar | 65468 | HPBA |  | OP | BA | MWH | 0.6 | 0 | 0 | 0 | Distributed from 923 Generation And Fuel | 2019
15508 | 2021 | NJ | Hoffmann LaRoche | 10123 | TG01 |  | OP | GT | NG | 5.3 | 0.541 | 25111.5 | 12754 | Distributed from 923 Generation And Fuel | 2004
15509 | 2021 | NJ | Hoffmann LaRoche | 10123 | TG03 |  | OP | GT | NG | 5.3 | 0.541 | 25111.5 | 12754 | Distributed from 923 Generation And Fuel | 2004
15510 | 2021 | NJ | Holland Solar | 60763 | PV1 |  | OP | PV | SUN | 3 | 0.122 | 3215 | 1688 | Distributed from 923 Generation And Fuel | 2015
15511 | 2021 | NJ | Hopewell Cogeneration NJ | 60933 | GEN1 |  | OP | IC | NG | 2 | 0.043 | 753 | 379.5 | Distributed from 923 Generation And Fuel | 2015
15512 | 2021 | NJ | Hopewell Cogeneration NJ | 60933 | GEN2 |  | OP | IC | NG | 2 | 0.043 | 753 | 379.5 | Distributed from 923 Generation And Fuel | 2015
15513 | 2021 | NJ | Hopewell Valley High School Hybrid | 61473 | BA1 |  | OP | BA | MWH | 1 | 0 | 0 | 0 | Distributed from 923 Generation And Fuel | 2015
15514 | 2021 | NJ | Hopewell Valley High School Hybrid | 61473 | HWVHS |  | OP | PV | SUN | 0.9 | 0.096 | 754 | 396 | Distributed from 923 Generation And Fuel | 2015
15515 | 2021 | NJ | Howard Down | 2434 | 11 |  | OP | GT | NG | 68.2 | 0.072 | 43212 | 30865 | Distributed from 923 Generation And Fuel | 2012
15516 | 2021 | NJ | Howell Solar | 60728 | PV1 |  | OP | PV | SUN | 7 | 0.192 | 11755 | 6090 | Distributed from 923 Generation And Fuel | 2016
15517 | 2021 | NJ | Hunterdon Health System Solar Project | 62225 | PV1 |  | OP | PV | SUN | 1.5 | 0.177 | 2324 | 1220 | Distributed from 923 Generation And Fuel | 2019
15518 | 2021 | NJ | IFF Hazlet | 60709 | GRND |  | OP | PV | SUN | 3 | 0.184 | 4832 | 2537 | Distributed from 923 Generation And Fuel | 2014 | 2028
15519 | 2021 | NJ | IFF Union Beach Project | 62306 | IFFUB |  | OP | PV | SUN | 5.5 | 0.148 | 7149 | 3753 | Distributed from 923 Generation And Fuel | 2019
15520 | 2021 | NJ | IGS FE Trenton, LLC | 63626 | 229 |  | OP | PV | SUN | 1.5 | 0.149 | 1962 | 1030 | Distributed from 923 Generation And Fuel | 2020
15521 | 2021 | NJ | IGS Solar I - EWR5 | 61359 | EWR5 |  | OP | PV | SUN | 1.9 | 0.097 | 1621 | 851 | Distributed from 923 Generation And Fuel | 2016
15522 | 2021 | NJ | IGS Solar I - EWR6 | 61360 | EWR6 |  | OP | PV | SUN | 1.9 | 0.089 | 1476 | 775 | Distributed from 923 Generation And Fuel | 2016
15523 | 2021 | NJ | IIV000 Mt Bethel Fuel Cell | 63713 | IIV0A |  | OP | FC | NG | 1.3 | 0.835 | 9509.5 | 4791 | Distributed from 923 Generation And Fuel | 2019
15524 | 2021 | NJ | IIV000 Mt Bethel Fuel Cell | 63713 | IIV0B |  | OP | FC | NG | 1.3 | 0.835 | 9509.5 | 4791 | Distributed from 923 Generation And Fuel | 2019
15525 | 2021 | NJ | IKEA Westhampton 061 | 58016 | PV |  | OP | PV | SUN | 1.8 | 0.138 | 2183 | 1146 | Distributed from 923 Generation And Fuel | 2013
15526 | 2021 | NJ | ILR Landfill | 60375 | ILR1 |  | OP | PV | SUN | 6.6 | 0.166 | 9612 | 5046 | Distributed from 923 Generation And Fuel | 2016
15527 | 2021 | NJ | Imclone Solar Electric Facility | 59631 | IM |  | OP | PV | SUN | 8 | 0.159 | 11154 | 5856 | Distributed from 923 Generation And Fuel | 2014
15528 | 2021 | NJ | IOS - ERW9 | 61466 | EWR9 |  | OP | PV | SUN | 5.3 | 0.089 | 4133 | 2170 | Distributed from 923 Generation And Fuel | 2017
15529 | 2021 | NJ | ISH Solar Central, LLC | 57799 | 1 |  | OP | PV | SUN | 1.4 | 0 | 0 | 0 | Distributed from 923 Generation And Fuel | 2011
15530 | 2021 | NJ | Jackson Board of Education-Liberty HS | 60113 | PV1 |  | OP | PV | SUN | 1.2 | 0.162 | 1707 | 896 | Distributed from 923 Generation And Fuel | 2016
15531 | 2021 | NJ | Jackson Legler Solar 1 LLC | 65094 | 314 |  | OP | PV | SUN | 2.9 | 0.009 | 237 | 0 | Distributed from 923 Generation And Fuel | 2021
15532 | 2021 | NJ | Jacobstown | 59185 | PV1 |  | OP | PV | SUN | 5 | 0.178 | 7808 | 4099 | Distributed from 923 Generation And Fuel | 2014
15533 | 2021 | NJ | Jefferson Avenue | 60499 | 1 |  | OP | PV | SUN | 1.7 | 0.139 | 2064 | 1084 | Distributed from 923 Generation And Fuel | 2009
15534 | 2021 | NJ | Jersey City DWP | 63530 | 10331 |  | OP | PV | SUN | 1 | 0.151 | 1320 | 693 | Distributed from 923 Generation And Fuel | 2019
15535 | 2021 | NJ | Jersey Gardens Phase 1 | 58653 | 1 |  | OP | PV | SUN | 1.7 | 0.127 | 1892 | 993 | Distributed from 923 Generation And Fuel | 2011
15536 | 2021 | NJ | Jersey Gardens Phase 2 | 58654 | 1 |  | OP | PV | SUN | 2.3 | 0.157 | 3161 | 1660 | Distributed from 923 Generation And Fuel | 2012
15537 | 2021 | NJ | Jersey-Atlantic Wind Farm | 56300 | 1 |  | OP | WT | WND | 7.5 | 0.3 | 19729 | 6044 | Distributed from 923 Generation And Fuel | 2006
15538 | 2021 | NJ | JMB Mcguire-Dix-Lakehurst Solar Project | 58793 | UCIV |  | OP | PV | SUN | 11.4 | 0.136 | 13552 | 7115 | Distributed from 923 Generation And Fuel | 2013
15539 | 2021 | NJ | Johnson Matthey, Inc. Solar | 57723 | PV1 |  | OP | PV | SUN | 4 | 0.202 | 7077 | 3715 | Distributed from 923 Generation And Fuel | 2011
15540 | 2021 | NJ | Jordache Enterprises Solar | 58049 | PV |  | OP | PV | SUN | 1.3 | 0.011 | 130 | 68 | Distributed from 923 Generation And Fuel | 2011
15541 | 2021 | NJ | Junction Road | 60265 | JUNCT |  | OP | PV | SUN | 4.4 | 0.182 | 7028 | 3690 | Distributed from 923 Generation And Fuel | 2016
15542 | 2021 | NJ | KDC Solar ASGM | 62739 | ARDAH |  | OP | PV | SUN | 3.8 | 0.209 | 6958 | 3653 | Distributed from 923 Generation And Fuel | 2019
15543 | 2021 | NJ | KDC Solar CSCP LLC | 62746 | CSCP |  | OP | PV | SUN | 3.4 | 0.161 | 4789 | 2514 | Distributed from 923 Generation And Fuel | 2019
15544 | 2021 | NJ | KDC Solar PR1, LLC | 59910 | SF |  | OP | PV | SUN | 17 | 0.194 | 28892 | 15168 | Distributed from 923 Generation And Fuel | 2019
15545 | 2021 | NJ | Kenilworth Energy Facility | 10805 | GEN1 |  | OP | CT | NG | 22 | 0.671 | 129220.49 | 54632.975 | EIA-923 Generator File | 1989
15546 | 2021 | NJ | Kenilworth Energy Facility | 10805 | GEN2 |  | OP | CA | NG | 6.8 | 0.302 | 18008.05 | 7613.602 | EIA-923 Generator File | 1989
15547 | 2021 | NJ | Kinsley II Landfill Solar System | 65466 | KINS2 |  | OP | PV | SUN | 2 | 0.324 | 5680 | 2982 | Distributed from 923 Generation And Fuel | 2020
15548 | 2021 | NJ | Kinsley Landfill Solar | 58877 | KINS |  | OP | PV | SUN | 8.6 | 0.176 | 13252 | 6957 | Distributed from 923 Generation And Fuel | 2015
15549 | 2021 | NJ | L&D Landfill Solar | 59601 | L&D |  | OP | PV | SUN | 10 | 0.193 | 16897 | 8871 | Distributed from 923 Generation And Fuel | 2015
15550 | 2021 | NJ | LabCorp Engine | 64142 | LCG |  | OP | IC | NG | 3.2 | 0.026 | 727 | 366 | Distributed from 923 Generation And Fuel | 2019
15551 | 2021 | NJ | Lakehurst Solar | 63503 | LAKHS |  | OP | PV | SUN | 9.6 | 0.182 | 15314 | 8040 | Distributed from 923 Generation And Fuel | 2020
15552 | 2021 | NJ | Lakewood Cheddar School | 62454 | 1 |  | OP | PV | SUN | 1 | 0.121 | 1060 | 556 | Distributed from 923 Generation And Fuel | 2013
15553 | 2021 | NJ | Lebanon Solar | 57488 | LSNJ |  | OP | PV | SUN | 2 | 0.146 | 2551 | 1339 | Distributed from 923 Generation And Fuel | 2011
15554 | 2021 | NJ | Linden Cogen Plant | 50006 | GTG1 |  | OP | CT | NG | 95.2 | 0.743 | 619492 | 233603 | EIA-923 Generator File | 1992
15555 | 2021 | NJ | Linden Cogen Plant | 50006 | GTG2 |  | OP | CT | NG | 95.2 | 0.591 | 493002 | 246115 | EIA-923 Generator File | 1992
15556 | 2021 | NJ | Linden Cogen Plant | 50006 | GTG3 |  | OP | CT | NG | 95.2 | 0.779 | 649723 | 260057 | EIA-923 Generator File | 1992
15557 | 2021 | NJ | Linden Cogen Plant | 50006 | GTG4 |  | OP | CT | NG | 95.2 | 0.771 | 643251 | 259677 | EIA-923 Generator File | 1992
15558 | 2021 | NJ | Linden Cogen Plant | 50006 | GTG5 |  | OP | CT | NG | 95.2 | 0.719 | 599783 | 213574 | EIA-923 Generator File | 1992
15559 | 2021 | NJ | Linden Cogen Plant | 50006 | GTG6 |  | OP | CT | NG | 212.5 | 0.685 | 1275191 | 539670 | EIA-923 Generator File | 2002
15560 | 2021 | NJ | Linden Cogen Plant | 50006 | STG1 | 5 | OP | CA | NG | 95.2 | 0.619 | 516083 | 204740 | EIA-923 Generator File | 1992
15561 | 2021 | NJ | Linden Cogen Plant | 50006 | STG2 | 5 | OP | CA | NG | 95.2 | 0.516 | 430035 | 191949 | EIA-923 Generator File | 1992
15562 | 2021 | NJ | Linden Cogen Plant | 50006 | STG3 | 5 | OP | CA | NG | 95.2 | 0.472 | 393645 | 189149 | EIA-923 Generator File | 1992
15563 | 2021 | NJ | Linden Hawk Rise Solar CSG | 65368 | LINDN |  | OP | PV | SUN | 4 | 0 | 0 | 0 | Distributed from 923 Generation And Fuel | 2021
15564 | 2021 | NJ | Linden Solar Farm | 57381 | LIND |  | OP | PV | SUN | 2.7 | 0.121 | 2872 | 1508 | Distributed from 923 Generation And Fuel | 2010
15565 | 2021 | NJ | Livingston Solar Canopies | 58505 | LVSC |  | OP | PV | SUN | 6.6 | 0.11 | 6375 | 3347 | Distributed from 923 Generation And Fuel | 2013
15566 | 2021 | NJ | Livingston Solar Farm | 58504 | LVSF |  | OP | PV | SUN | 1.2 | 0.095 | 998 | 524 | Distributed from 923 Generation And Fuel | 2009
15567 | 2021 | NJ | Logan Generating Plant | 10043 | GEN1 | 1 | OP | ST | BIT | 242.3 | 0.266 | 565480.43 | 269485.426 | EIA-923 Generator File | 1994
15568 | 2021 | NJ | L'Oreal Franklin | 60765 | PV1 |  | OP | PV | SUN | 1 | 0.187 | 1640 | 861 | Distributed from 923 Generation And Fuel | 2012
15569 | 2021 | NJ | L'Oreal Monmouth | 60766 | PV1 |  | OP | PV | SUN | 2 | 0.143 | 2508 | 1317 | Distributed from 923 Generation And Fuel | 2013
15570 | 2021 | NJ | L'Oreal Piscataway | 57868 | UNIT1 |  | OP | PV | SUN | 1.3 | 0.052 | 593.478 | 311.435 | Distributed from 923 Generation And Fuel | 2011 | 2026
15571 | 2021 | NJ | L'Oreal Piscataway | 57868 | UNIT2 |  | OP | PV | SUN | 0.3 | 0.052 | 136.957 | 71.87 | Distributed from 923 Generation And Fuel | 2014
15572 | 2021 | NJ | L'Oreal Piscataway | 57868 | UNIT3 |  | OP | PV | SUN | 0.7 | 0.052 | 319.565 | 167.696 | Distributed from 923 Generation And Fuel | 2016
15573 | 2021 | NJ | Lower Cape May HS | 60769 | PV1 |  | OP | PV | SUN | 1.5 | 0.181 | 2378 | 1248 | Distributed from 923 Generation And Fuel | 2012
15574 | 2021 | NJ | LTMUA | 63413 | 1 |  | OP | PV | SUN | 1 | 0.194 | 1701 | 893 | Distributed from 923 Generation And Fuel | 2012
15575 | 2021 | NJ | Manalapan Village Solar | 57661 | MANVL |  | OP | PV | SUN | 3.5 | 0.123 | 3782 | 1986 | Distributed from 923 Generation And Fuel | 2011
15576 | 2021 | NJ | Manheim New Jersey | 63229 | NJSGR |  | OP | PV | SUN | 0.8 | 0.161 | 1128 | 592.364 | Distributed from 923 Generation And Fuel | 2013
15577 | 2021 | NJ | Manheim New Jersey | 63229 | NJSRO |  | OP | PV | SUN | 1.4 | 0.161 | 1974 | 1036.636 | Distributed from 923 Generation And Fuel | 2009
15578 | 2021 | NJ | Maple Solar | 57750 | P1 |  | OP | PV | SUN | 1.6 | 0.19 | 2666 | 1399.333 | Distributed from 923 Generation And Fuel | 2011
15579 | 2021 | NJ | Maple Solar | 57750 | P2 |  | OP | PV | SUN | 0.8 | 0.19 | 1333 | 699.667 | Distributed from 923 Generation And Fuel | 2011
15580 | 2021 | NJ | Mars Wrigley Confectionery US, LLC | 10061 | GEN1 |  | OP | CT | NG | 10.9 | 0.605 | 57751 | 29095.008 | EIA-923 Generator File | 1989
15581 | 2021 | NJ | Mars Wrigley Confectionery US, LLC | 10061 | GEN2 |  | OP | CA | NG | 1.4 | 0 | 0 | 0 | EIA-923 Generator File | 1984
15582 | 2021 | NJ | Matrix Buildings A&B (Perth Amboy) Solar | 57384 | MATR |  | OP | PV | SUN | 2.5 | 0.144 | 3144 | 1651 | Distributed from 923 Generation And Fuel | 2011
15583 | 2021 | NJ | Matrix Stults Road Solar Facility | 57588 | STULT |  | OP | PV | SUN | 2.6 | 0.159 | 3627 | 1904 | Distributed from 923 Generation And Fuel | 2011
15584 | 2021 | NJ | McCullough Road Solar Farm | 62638 | WASHG |  | OP | PV | SUN | 8.8 | 0.166 | 12760 | 6699 | Distributed from 923 Generation And Fuel | 2019
15585 | 2021 | NJ | McGraw Hill Solar | 57662 | MCGRH |  | OP | PV | SUN | 12 | 0.161 | 16921 | 8883 | Distributed from 923 Generation And Fuel | 2011
15586 | 2021 | NJ | McKee City Solar Phase 2 | 57863 | UNIT1 |  | OP | PV | SUN | 2.4 | 0.153 | 3223 | 1692 | Distributed from 923 Generation And Fuel | 2011
15587 | 2021 | NJ | Medford WWTP | 59277 | MED1 |  | OP | PV | SUN | 1.3 | 0.175 | 1995 | 1047 | Distributed from 923 Generation And Fuel | 2013
15588 | 2021 | NJ | Mercer County Community College | 58882 | PV01 |  | OP | PV | SUN | 7.5 | 0.15 | 9852 | 5172 | Distributed from 923 Generation And Fuel | 2013
15589 | 2021 | NJ | Mercer Mall | 58070 | 1 |  | OP | PV | SUN | 1.1 | 0.107 | 1029 | 540 | Distributed from 923 Generation And Fuel | 2012
15590 | 2021 | NJ | Merck Rahway Power Plant | 10224 | GEN8 | 6 | OS | ST | NG | 5 | 0 | 0 | 0 | EIA-923 Generator File | 1977
15591 | 2021 | NJ | Merck Rahway Power Plant | 10224 | GEN9 | 6 | OP | ST | NG | 10.8 | 0.243 | 23033.67 | 6912.67 | EIA-923 Generator File | 2004
15592 | 2021 | NJ | Merck Rahway Power Plant | 10224 | GEN9A | 4 | OP | ST | NG | 4.5 | 0.492 | 19375.32 | 8898.32 | EIA-923 Generator File | 2017
15593 | 2021 | NJ | Merck Rahway Power Plant | 10224 | SOLAR |  | OP | PV | SUN | 0.5 | 0.165 | 724 | 342 | Distributed from 923 Generation And Fuel | 2005
15594 | 2021 | NJ | Mickleton Station | 8008 | MICK |  | OP | GT | NG | 71.2 | 0.005 | 3150 | 1587 | Distributed from 923 Generation And Fuel | 1974
15595 | 2021 | NJ | Middlesex Apple Orchard Solar | 58090 | SEF-1 |  | OP | PV | SUN | 1.3 | 0.168 | 1910.17 | 1002.936 | Distributed from 923 Generation And Fuel | 2013
15596 | 2021 | NJ | Middlesex Apple Orchard Solar | 58090 | SEF-2 |  | OP | PV | SUN | 3.4 | 0.168 | 4995.83 | 2623.064 | Distributed from 923 Generation And Fuel | 2013
15597 | 2021 | NJ | Middlesex County Utilities Authority | 56119 | 100 |  | OP | CT | LFG | 6 | 0.516 | 27139 | 8996 | EIA-923 Generator File | 2001
15598 | 2021 | NJ | Middlesex County Utilities Authority | 56119 | 200 |  | OP | CT | LFG | 6 | 0.557 | 29254 | 9955 | EIA-923 Generator File | 2001
15599 | 2021 | NJ | Middlesex County Utilities Authority | 56119 | 300 | 2 | OP | CA | LFG | 10.5 | 0.341 | 31411 | 10431 | EIA-923 Generator File | 1961
15600 | 2021 | NJ | Milford Solar Farm (NJ) LLC | 62637 | MILFD |  | OP | PV | SUN | 7.5 | 0.155 | 10212 | 5361 | Distributed from 923 Generation And Fuel | 2019
15601 | 2021 | NJ | Milhurst Solar | 62904 | NPSMH |  | OP | PV | SUN | 1.3 | 0.194 | 2211 | 1161 | Distributed from 923 Generation And Fuel | 2015
15602 | 2021 | NJ | Mill Creek Solar | 57728 | MILLC |  | OP | PV | SUN | 3.5 | 0.138 | 4227 | 2219 | Distributed from 923 Generation And Fuel | 2011
15603 | 2021 | NJ | Millville City Sewer Auth WTP | 58822 | U1BB |  | OP | PV | SUN | 0.8 | 0.151 | 1056 | 554.462 | Distributed from 923 Generation And Fuel | 2013
15604 | 2021 | NJ | Millville City Sewer Auth WTP | 58822 | U2DB |  | OP | PV | SUN | 0.5 | 0.151 | 660 | 346.538 | Distributed from 923 Generation And Fuel | 2013
15605 | 2021 | NJ | Monroe Solar Farm, LLC | 63451 | MONR1 |  | OP | PV | SUN | 13.1 | 0.165 | 18882 | 9913 | Distributed from 923 Generation And Fuel | 2020
15606 | 2021 | NJ | Montclair State University Cogen | 63501 | CTG-1 |  | OP | GT | NG | 6.4 | 0 | 0 | 0 | Distributed from 923 Generation And Fuel | 2013
15607 | 2021 | NJ | Montclair State University Cogen | 63501 | ENG-1 |  | OP | IC | NG | 2.7 | 0.046 | 1096 | 552 | Distributed from 923 Generation And Fuel | 2018
15608 | 2021 | NJ | Montclair State University Cogen | 63501 | ENG-2 |  | OP | IC | NG | 2.7 | 0.046 | 1096 | 552 | Distributed from 923 Generation And Fuel | 2018
15609 | 2021 | NJ | Mount Laurel Solar | 65329 | LAURL |  | OP | PV | SUN | 2.5 | 0.17 | 3715 | 1950 | Distributed from 923 Generation And Fuel | 2020
15610 | 2021 | NJ | Mt Arlington Solar 1 LLC | 65095 | 196 |  | OP | PV | SUN | 1.6 | 0.007 | 104 | 0 | Distributed from 923 Generation And Fuel | 2021
15611 | 2021 | NJ | Munich Re Plaza | 59844 | PZ1 |  | OP | PV | SUN | 1.6 | 0.086 | 1198.667 | 629.333 | Distributed from 923 Generation And Fuel | 2012
15612 | 2021 | NJ | Munich Re Plaza | 59844 | PZ2 |  | OP | PV | SUN | 0.8 | 0.086 | 599.333 | 314.667 | Distributed from 923 Generation And Fuel | 2012
15613 | 2021 | NJ | Murray Hill Solar | 57471 | MHNJ |  | OP | PV | SUN | 1 | 0.182 | 1598 | 839 | Distributed from 923 Generation And Fuel | 2011
15614 | 2021 | NJ | NAEA Lakewood LLC | 54640 | GEN1 |  | SB | CT | NG | 77.9 | 0.139 | 94886 | 71472 | EIA-923 Generator File | 1994
15615 | 2021 | NJ | NAEA Lakewood LLC | 54640 | GEN2 |  | SB | CT | NG | 77.9 | 0.13 | 88752 | 67010 | EIA-923 Generator File | 1994
15616 | 2021 | NJ | NAEA Lakewood LLC | 54640 | GEN3 | 2 | SB | CA | NG | 81 | 0.13 | 92087 | 68833 | EIA-923 Generator File | 1994
15617 | 2021 | NJ | NAEA Ocean Peaking Power LLC | 55938 | OPP3 |  | OP | GT | NG | 191.5 | 0.062 | 103951 | 93622.5 | Distributed from 923 Generation And Fuel | 2003
15618 | 2021 | NJ | NAEA Ocean Peaking Power LLC | 55938 | OPP4 |  | OP | GT | NG | 191.5 | 0.062 | 103951 | 93622.5 | Distributed from 923 Generation And Fuel | 2003
15619 | 2021 | NJ | NES Rutgers Solar | 60857 | LKWD1 |  | OP | PV | SUN | 1 | 0.133 | 1163 | 611 | Distributed from 923 Generation And Fuel | 2012
15620 | 2021 | NJ | New Road Solar, LLC | 61599 | NEWRD |  | OP | PV | SUN | 10 | 0.185 | 16240 | 8526 | Distributed from 923 Generation And Fuel | 2018
15621 | 2021 | NJ | Newark Bay Cogeneration Partnership LP | 50385 | GEN1 |  | OP | CT | NG | 55 | 0.046 | 22179 | 15780 | EIA-923 Generator File | 1993 | 2022
15622 | 2021 | NJ | Newark Bay Cogeneration Partnership LP | 50385 | GEN2 |  | OP | CT | NG | 55 | 0.049 | 23439 | 16657 | EIA-923 Generator File | 1993 | 2022
15623 | 2021 | NJ | Newark Bay Cogeneration Partnership LP | 50385 | GEN3 | 2 | OP | CA | NG | 42 | 0.042 | 15632 | 11725 | EIA-923 Generator File | 1993 | 2022
15624 | 2021 | NJ | Newark Energy Center | 58079 | GT-1 |  | OP | CT | NG | 225 | 0.668 | 1316835 | 538826 | EIA-923 Generator File | 2015
15625 | 2021 | NJ | Newark Energy Center | 58079 | GT-2 |  | OP | CT | NG | 225 | 0.72 | 1418776 | 596579 | EIA-923 Generator File | 2015
15626 | 2021 | NJ | Newark Energy Center | 58079 | STG-1 | 2 | OP | CA | NG | 285 | 0.616 | 1537506 | 650782 | EIA-923 Generator File | 2015
15627 | 2021 | NJ | NHA at Mansfield NJ | 60378 | PV1 |  | OP | PV | SUN | 5 | 0.151 | 6621 | 3476 | Distributed from 923 Generation And Fuel | 2016
15628 | 2021 | NJ | NJ Oak Solar Plant | 57948 | OAK |  | OP | PV | SUN | 10 | 0.19 | 16684 | 8759 | Distributed from 923 Generation And Fuel | 2011
15629 | 2021 | NJ | NJMC Landfill | 57724 | NJMC |  | OP | PV | SUN | 2.5 | 0.14 | 3061 | 1607 | Distributed from 923 Generation And Fuel | 2011
15630 | 2021 | NJ | North Bergen Solar | 60806 | PV1 |  | OP | PV | SUN | 1.6 | 0.154 | 2158 | 1133 | Distributed from 923 Generation And Fuel | 2016
15631 | 2021 | NJ | North Jersey Media Group Solar Facility | 58358 | NJMG |  | OP | PV | SUN | 4.1 | 0.146 | 5226 | 2744 | Distributed from 923 Generation And Fuel | 2013
15632 | 2021 | NJ | North Run | 59318 | NRUN1 |  | OP | PV | SUN | 5 | 0.17 | 7436 | 3904 | Distributed from 923 Generation And Fuel | 2015
15633 | 2021 | NJ | NorthPark Solar | 62903 | NPSP1 |  | OP | PV | SUN | 6.1 | 0.169 | 9042.387 | 4747.066 | Distributed from 923 Generation And Fuel | 2016
15634 | 2021 | NJ | NorthPark Solar | 62903 | NPSP2 |  | OP | PV | SUN | 4.5 | 0.169 | 6670.613 | 3501.934 | Distributed from 923 Generation And Fuel | 2016
15635 | 2021 | NJ | Ocean County Landfill | 54980 | UNT1 |  | OP | IC | LFG | 0.8 | 0.689 | 4830.778 | 2094.944 | Distributed from 923 Generation And Fuel | 1997
15636 | 2021 | NJ | Ocean County Landfill | 54980 | UNT10 |  | OP | IC | LFG | 1.6 | 0.689 | 9661.556 | 4189.889 | Distributed from 923 Generation And Fuel | 2006
15637 | 2021 | NJ | Ocean County Landfill | 54980 | UNT11 |  | OP | IC | LFG | 1.6 | 0.689 | 9661.556 | 4189.889 | Distributed from 923 Generation And Fuel | 2006
15638 | 2021 | NJ | Ocean County Landfill | 54980 | UNT12 |  | OP | IC | LFG | 1.6 | 0.689 | 9661.556 | 4189.889 | Distributed from 923 Generation And Fuel | 2006
15639 | 2021 | NJ | Ocean County Landfill | 54980 | UNT2 |  | OP | IC | LFG | 0.8 | 0.689 | 4830.778 | 2094.944 | Distributed from 923 Generation And Fuel | 1997
15640 | 2021 | NJ | Ocean County Landfill | 54980 | UNT3 |  | OP | IC | LFG | 0.8 | 0.689 | 4830.778 | 2094.944 | Distributed from 923 Generation And Fuel | 1997
15641 | 2021 | NJ | Ocean County Landfill | 54980 | UNT4 |  | OP | IC | LFG | 0.8 | 0.689 | 4830.778 | 2094.944 | Distributed from 923 Generation And Fuel | 1997
15642 | 2021 | NJ | Ocean County Landfill | 54980 | UNT5 |  | OP | IC | LFG | 0.8 | 0.689 | 4830.778 | 2094.944 | Distributed from 923 Generation And Fuel | 1997
15643 | 2021 | NJ | Ocean County Landfill | 54980 | UNT6 |  | OP | IC | LFG | 0.8 | 0.689 | 4830.778 | 2094.944 | Distributed from 923 Generation And Fuel | 1997
15644 | 2021 | NJ | Ocean County Landfill | 54980 | UNT7 |  | OP | IC | LFG | 1.6 | 0.689 | 9661.556 | 4189.889 | Distributed from 923 Generation And Fuel | 2006
15645 | 2021 | NJ | Ocean County Landfill | 54980 | UNT8 |  | OP | IC | LFG | 1.6 | 0.689 | 9661.556 | 4189.889 | Distributed from 923 Generation And Fuel | 2006
15646 | 2021 | NJ | Ocean County Landfill | 54980 | UNT9 |  | OP | IC | LFG | 1.6 | 0.689 | 9661.556 | 4189.889 | Distributed from 923 Generation And Fuel | 2006
15647 | 2021 | NJ | Old Bridge Solar Farm | 61600 | OLDBR |  | OP | PV | SUN | 8.8 | 0.176 | 13554 | 7116 | Distributed from 923 Generation And Fuel | 2018
15648 | 2021 | NJ | Overlook Medical Center | 62622 | CHPS1 |  | OS | IC | NG | 1 | 0.175 | 1533 | 771.75 | Distributed from 923 Generation And Fuel | 2012
15649 | 2021 | NJ | Overlook Medical Center | 62622 | CHPS2 |  | OA | IC | NG | 1 | 0.175 | 1533 | 771.75 | Distributed from 923 Generation And Fuel | 2012
15650 | 2021 | NJ | Overlook Medical Center | 62622 | CHPS3 |  | OP | IC | DFO | 2 | 0.175 | 3066 | 1543.5 | Distributed from 923 Generation And Fuel | 2012
15651 | 2021 | NJ | Owens Corning | 62439 | A |  | OP | PV | SUN | 2.8 | 0.188 | 4615 | 2423 | Distributed from 923 Generation And Fuel | 2016
15652 | 2021 | NJ | Paradise Solar Energy Center | 58569 | 1 |  | OP | PV | SUN | 5 | 0.18 | 7887 | 4141 | Distributed from 923 Generation And Fuel | 2011
15653 | 2021 | NJ | Parkland Landfill Solar | 59001 | PARK |  | OP | PV | SUN | 7.8 | 0.184 | 12562 | 6595 | Distributed from 923 Generation And Fuel | 2015
15654 | 2021 | NJ | Parlin Power Plant | 50799 | GEN1 |  | OP | CT | NG | 45.9 | 0.007 | 2862 | 2592 | EIA-923 Generator File | 1991
15655 | 2021 | NJ | Parlin Power Plant | 50799 | GEN2 |  | OP | CT | NG | 45.9 | 0.009 | 3477 | 3268 | EIA-923 Generator File | 1991
15656 | 2021 | NJ | Parlin Power Plant | 50799 | GEN3 | 2 | OP | CA | NG | 21.6 | 0.007 | 1362 | 1290 | EIA-923 Generator File | 1991
15657 | 2021 | NJ | Parlin Power Plant | 50799 | GEN4 | 2 | OP | CA | NG | 21.6 | 0.007 | 1359 | 1282 | EIA-923 Generator File | 1991
15658 | 2021 | NJ | Parlin Solar LLC | 59544 | PV1 |  | OP | PV | SUN | 1.3 | 0.084 | 962 | 505 | Distributed from 923 Generation And Fuel | 2012
15659 | 2021 | NJ | Passaic Valley Water Commission | 50311 | GEN1 |  | OS | HY | WAT | 0.6 |  |  |  |  | 1935
15660 | 2021 | NJ | Passaic Valley Water Commission | 50311 | GEN2 |  | OS | HY | WAT | 0.6 |  |  |  |  | 1935
15661 | 2021 | NJ | Passaic Valley Water Commission | 50311 | GEN3 |  | OS | HY | WAT | 0.6 |  |  |  |  | 1935
15662 | 2021 | NJ | Passaic Valley Water Commission | 50311 | GEN4 |  | OS | HY | WAT | 0.6 |  |  |  |  | 1935
15663 | 2021 | NJ | Patriots Stadium | 58896 | PV01 |  | OP | PV | SUN | 1 | 0.099 | 865 | 454 | Distributed from 923 Generation And Fuel | 2013
15664 | 2021 | NJ | Paulsboro Refinery | 50628 | GEN1 |  | OP | GT | NG | 30.5 | 0.496 | 132457 | 56132 | Distributed from 923 Generation And Fuel | 1991
15665 | 2021 | NJ | Paulsboro Refinery | 50628 | GEN2 | 4 | OP | ST | OG | 15 | 0.252 | 33103.19 | 16728.62 | EIA-923 Generator File | 1982
15666 | 2021 | NJ | Paulsboro Refinery | 50628 | GEN3 | 4 | OP | ST | OG | 15 | 0.364 | 47845.25 | 17758.76 | EIA-923 Generator File | 1991
15667 | 2021 | NJ | Paulsboro Refinery | 50628 | GEN4 |  | OS | OT | PC | 18 | 0 | 0 | 0 | Distributed from 923 Generation And Fuel | 2006
15668 | 2021 | NJ | Pedricktown Cogeneration Company LP | 10099 | GEN1 |  | OP | CT | NG | 95.2 | 0.035 | 28971 | 19786 | EIA-923 Generator File | 1992 | 2022
15669 | 2021 | NJ | Pedricktown Cogeneration Company LP | 10099 | GEN2 | 1 | OP | CA | NG | 45 | 0.035 | 13944 | 9905 | EIA-923 Generator File | 1992 | 2022
15670 | 2021 | NJ | Pemberton Road I | 61073 | PEMB1 |  | OP | PV | SUN | 8.8 | 0.173 | 13327 | 6997 | Distributed from 923 Generation And Fuel | 2017
15671 | 2021 | NJ | Pemberton Road II | 61074 | PEMB2 |  | OP | PV | SUN | 8.8 | 0.173 | 13340 | 7003 | Distributed from 923 Generation And Fuel | 2017
15672 | 2021 | NJ | Pennsauken Brownfield Solar | 65467 | PENN |  | OP | PV | SUN | 12 | 0.159 | 16740 | 8788 | Distributed from 923 Generation And Fuel | 2019
15673 | 2021 | NJ | Pennsauken Landfill | 56511 | GEN1 |  | OP | IC | LFG | 0.9 | 0.341 | 2685 | 1087.5 | Distributed from 923 Generation And Fuel | 2004
15674 | 2021 | NJ | Pennsauken Landfill | 56511 | GEN2 |  | OP | IC | LFG | 0.9 | 0.341 | 2685 | 1087.5 | Distributed from 923 Generation And Fuel | 2004
15675 | 2021 | NJ | Pennsauken Solar | 56883 | GEN 1 |  | OP | PV | SUN | 0.2 | 0.061 | 106.974 | 56.154 | Distributed from 923 Generation And Fuel | 2006
15676 | 2021 | NJ | Pennsauken Solar | 56883 | GEN 2 |  | OP | PV | SUN | 0.2 | 0.061 | 106.974 | 56.154 | Distributed from 923 Generation And Fuel | 2006
15677 | 2021 | NJ | Pennsauken Solar | 56883 | GEN 3 |  | OP | PV | SUN | 0.1 | 0.061 | 53.487 | 28.077 | Distributed from 923 Generation And Fuel | 2007
15678 | 2021 | NJ | Pennsauken Solar | 56883 | GEN 4 |  | OP | PV | SUN | 0.2 | 0.061 | 106.974 | 56.154 | Distributed from 923 Generation And Fuel | 2007
15679 | 2021 | NJ | Pennsauken Solar | 56883 | GEN 5 |  | OP | PV | SUN | 0.1 | 0.061 | 53.487 | 28.077 | Distributed from 923 Generation And Fuel | 2007
15680 | 2021 | NJ | Pennsauken Solar | 56883 | GEN 6 |  | OP | PV | SUN | 0.2 | 0.061 | 106.974 | 56.154 | Distributed from 923 Generation And Fuel | 2007
15681 | 2021 | NJ | Pennsauken Solar | 56883 | GEN 7 |  | OP | PV | SUN | 0.2 | 0.061 | 106.974 | 56.154 | Distributed from 923 Generation And Fuel | 2007
15682 | 2021 | NJ | Pennsauken Solar | 56883 | GEN 8 |  | OP | PV | SUN | 0.2 | 0.061 | 106.974 | 56.154 | Distributed from 923 Generation And Fuel | 2007
15683 | 2021 | NJ | Pennsauken Solar | 56883 | GEN 9 |  | OP | PV | SUN | 0.1 | 0.061 | 53.487 | 28.077 | Distributed from 923 Generation And Fuel | 2007
15684 | 2021 | NJ | Pennsauken Solar | 56883 | GEN10 |  | OP | PV | SUN | 2.4 | 0.061 | 1283.692 | 673.846 | Distributed from 923 Generation And Fuel | 2018
15685 | 2021 | NJ | Pfizer Peapack Solar | 60762 | 07934 |  | OP | PV | SUN | 6.2 | 0.153 | 8312 | 4364 | Distributed from 923 Generation And Fuel | 2016
15686 | 2021 | NJ | Pilesgrove | 57448 | PILE |  | OP | PV | SUN | 18 | 0.146 | 23005 | 12077 | Distributed from 923 Generation And Fuel | 2011
15687 | 2021 | NJ | Pittsgrove Solar | 60740 | PV1 |  | OP | PV | SUN | 2 | 0.17 | 2983 | 1566 | Distributed from 923 Generation And Fuel | 2014
15688 | 2021 | NJ | Plainfield One Solar LLC | 59364 | PV1 |  | OP | PV | SUN | 1.3 | 0.116 | 1324 | 695 | Distributed from 923 Generation And Fuel | 2011
15689 | 2021 | NJ | Plumsted 537 LLC | 61892 | PLMST |  | OP | BA | MWH | 19.8 | -0.03 | -5190 | -2199 | Distributed from 923 Generation And Fuel | 2019
15690 | 2021 | NJ | Pohatcong Solar Farm | 63150 | POHAT |  | OP | PV | SUN | 8 | 0.168 | 11752 | 6170 | Distributed from 923 Generation And Fuel | 2020
15691 | 2021 | NJ | PPL Renewable Energy Merck Solar | 56889 | GEN 1 |  | OP | PV | SUN | 1.7 | 0.085 | 1259 | 661 | Distributed from 923 Generation And Fuel | 2009
15692 | 2021 | NJ | Princeton Energy Center, LLC | 61822 | EDG1 |  | SB | IC | DFO | 2 | 0 | 0 | 0 | Distributed from 923 Generation And Fuel | 2012
15693 | 2021 | NJ | Princeton Energy Center, LLC | 61822 | EDG2 |  | SB | IC | DFO | 2 | 0 | 0 | 0 | Distributed from 923 Generation And Fuel | 2012
15694 | 2021 | NJ | Princeton Energy Center, LLC | 61822 | EDG3 |  | SB | IC | DFO | 2 | 0 | 0 | 0 | Distributed from 923 Generation And Fuel | 2012
15695 | 2021 | NJ | Princeton Energy Center, LLC | 61822 | GT1 |  | OP | GT | NG | 4.6 | 0.531 | 21415 | 10789 | Distributed from 923 Generation And Fuel | 2012
15696 | 2021 | NJ | Princeton Energy Center, LLC | 61822 | S1 |  | OP | PV | SUN | 0.2 | 0.108 | 189 | 99 | Distributed from 923 Generation And Fuel | 2012
15697 | 2021 | NJ | Princeton Solar Project | 61354 | STONY |  | OP | PV | SUN | 2.2 | 0.185 | 3572 | 1875 | Distributed from 923 Generation And Fuel | 2017
15698 | 2021 | NJ | Princeton University Cogeneration | 58584 | GT1 |  | OP | GT | NG | 15.5 | 0.314 | 42650 | 19830 | Distributed from 923 Generation And Fuel | 1996
15699 | 2021 | NJ | Princeton University Cogeneration | 58584 | PV1 |  | OP | PV | SUN | 4.5 | 0.137 | 5399.211 | 2825.526 | Distributed from 923 Generation And Fuel | 2012
15700 | 2021 | NJ | Princeton University Cogeneration | 58584 | PV2 |  | OP | PV | SUN | 1.2 | 0.137 | 1439.789 | 753.474 | Distributed from 923 Generation And Fuel | 2021
15701 | 2021 | NJ | Prudential 55 Livingston Roseland Solar | 60841 | PV1 |  | OP | PV | SUN | 1.2 | 0.033 | 350.46 | 183.989 | Data from EIA-923 Generator File overwritten with distributed data from EIA-923 Generation and Fuel | 2013
15702 | 2021 | NJ | Prudential 80 Livingston Roseland Solar | 60842 | PV1 |  | OP | PV | SUN | 1.7 | 0.036 | 539 | 283 | Distributed from 923 Generation And Fuel | 2013
15703 | 2021 | NJ | PSEG Burlington Generating Station | 2399 | 121 |  | OP | GT | NG | 60.5 | 0.009 | 4523.5 | 3794.25 | Distributed from 923 Generation And Fuel | 2000
15704 | 2021 | NJ | PSEG Burlington Generating Station | 2399 | 122 |  | OP | GT | NG | 60.5 | 0.009 | 4523.5 | 3794.25 | Distributed from 923 Generation And Fuel | 2000
15705 | 2021 | NJ | PSEG Burlington Generating Station | 2399 | 123 |  | OP | GT | NG | 60.5 | 0.009 | 4523.5 | 3794.25 | Distributed from 923 Generation And Fuel | 2000
15706 | 2021 | NJ | PSEG Burlington Generating Station | 2399 | 124 |  | OP | GT | NG | 60.5 | 0.009 | 4523.5 | 3794.25 | Distributed from 923 Generation And Fuel | 2000
15707 | 2021 | NJ | PSEG Essex Generating Station | 2401 | 9 |  | OP | GT | NG | 93.6 | 0.004 | 3318 | 2665 | Distributed from 923 Generation And Fuel | 1990 | 2022
15708 | 2021 | NJ | PSEG Hackettstown | 57204 | 1 |  | OP | PV | SUN | 2 | 0.128 | 2241 | 1177 | Distributed from 923 Generation And Fuel | 2009
15709 | 2021 | NJ | PSEG Hope Creek Generating Station | 6118 | 1 | 1 | OP | ST | NUC | 1290.7 | 0.803 | 9080057 | 3525830 | Distributed from 923 Generation And Fuel | 1986
15710 | 2021 | NJ | PSEG Kearny Generating Station | 2404 | 131 |  | OP | GT | NG | 60.5 | 0.025 | 13454.7 | 6766.8 | Distributed from 923 Generation And Fuel | 2012
15711 | 2021 | NJ | PSEG Kearny Generating Station | 2404 | 132 |  | OP | GT | NG | 60.5 | 0.025 | 13454.7 | 6766.8 | Distributed from 923 Generation And Fuel | 2012
15712 | 2021 | NJ | PSEG Kearny Generating Station | 2404 | 133 |  | OP | GT | NG | 60.5 | 0.025 | 13454.7 | 6766.8 | Distributed from 923 Generation And Fuel | 2012
15713 | 2021 | NJ | PSEG Kearny Generating Station | 2404 | 134 |  | OP | GT | NG | 60.5 | 0.025 | 13454.7 | 6766.8 | Distributed from 923 Generation And Fuel | 2012
15714 | 2021 | NJ | PSEG Kearny Generating Station | 2404 | 141 |  | OP | GT | NG | 60.5 | 0.025 | 13454.7 | 6766.8 | Distributed from 923 Generation And Fuel | 2012
15715 | 2021 | NJ | PSEG Kearny Generating Station | 2404 | 142 |  | OP | GT | NG | 60.5 | 0.025 | 13454.7 | 6766.8 | Distributed from 923 Generation And Fuel | 2012
15716 | 2021 | NJ | PSEG Kearny Generating Station | 2404 | N121 |  | OP | GT | NG | 60.5 | 0.025 | 13454.7 | 6766.8 | Distributed from 923 Generation And Fuel | 2001
15717 | 2021 | NJ | PSEG Kearny Generating Station | 2404 | N122 |  | OP | GT | NG | 60.5 | 0.025 | 13454.7 | 6766.8 | Distributed from 923 Generation And Fuel | 2001
15718 | 2021 | NJ | PSEG Kearny Generating Station | 2404 | N123 |  | OP | GT | NG | 60.5 | 0.025 | 13454.7 | 6766.8 | Distributed from 923 Generation And Fuel | 2001
15719 | 2021 | NJ | PSEG Kearny Generating Station | 2404 | N124 |  | OP | GT | NG | 60.5 | 0.025 | 13454.7 | 6766.8 | Distributed from 923 Generation And Fuel | 2001
15720 | 2021 | NJ | PSEG Linden Generating Station | 2406 | 1001 | 2 | OP | CA | NG | 315 | 0.287 | 793136 | 427902 | EIA-923 Generator File | 2006
15721 | 2021 | NJ | PSEG Linden Generating Station | 2406 | 1101 |  | OP | CT | NG | 181.4 | 0.475 | 755197 | 355707 | EIA-923 Generator File | 2006
15722 | 2021 | NJ | PSEG Linden Generating Station | 2406 | 1201 |  | OP | CT | NG | 181.4 | 0.433 | 687446 | 355223 | EIA-923 Generator File | 2006
15723 | 2021 | NJ | PSEG Linden Generating Station | 2406 | 2001 | 2 | OP | CA | NG | 315 | 0.163 | 448657 | 346217 | EIA-923 Generator File | 2006
15724 | 2021 | NJ | PSEG Linden Generating Station | 2406 | 2101 |  | OP | CT | NG | 181.4 | 0.265 | 420433 | 312382 | EIA-923 Generator File | 2006
15725 | 2021 | NJ | PSEG Linden Generating Station | 2406 | 2201 |  | OP | CT | NG | 181.4 | 0.257 | 408876 | 282015 | EIA-923 Generator File | 2006
15726 | 2021 | NJ | PSEG Linden Generating Station | 2406 | 5 |  | OP | GT | NG | 96.1 | 0.008 | 6393.5 | 5507.25 | Distributed from 923 Generation And Fuel | 2000
15727 | 2021 | NJ | PSEG Linden Generating Station | 2406 | 6 |  | OP | GT | NG | 96.1 | 0.008 | 6393.5 | 5507.25 | Distributed from 923 Generation And Fuel | 2000
15728 | 2021 | NJ | PSEG Linden Generating Station | 2406 | 7 |  | OP | GT | NG | 96.1 | 0.008 | 6393.5 | 5507.25 | Distributed from 923 Generation And Fuel | 1995
15729 | 2021 | NJ | PSEG Linden Generating Station | 2406 | 8 |  | OP | GT | NG | 96.1 | 0.008 | 6393.5 | 5507.25 | Distributed from 923 Generation And Fuel | 1995
15730 | 2021 | NJ | PSEG Salem Generating Station | 2410 | 1 | 1 | OP | ST | NUC | 1170 | 0.93 | 9531021 | 4178424.5 | Distributed from 923 Generation And Fuel | 1977
15731 | 2021 | NJ | PSEG Salem Generating Station | 2410 | 2 | 1 | OP | ST | NUC | 1170 | 0.93 | 9531021 | 4178424.5 | Distributed from 923 Generation And Fuel | 1981
15732 | 2021 | NJ | PSEG Salem Generating Station | 2410 | 3 |  | SB | GT | DFO | 41.8 | 0 | -41 | 0 | Distributed from 923 Generation And Fuel | 1971
15733 | 2021 | NJ | PSEG Sewaren Generating Station | 2411 | 701 |  | OP | CT | NG | 365.5 | 0.699 | 2239275 | 864195 | EIA-923 Generator File | 2018
15734 | 2021 | NJ | PSEG Sewaren Generating Station | 2411 | 702 | 1 | OP | CA | NG | 244 | 0.511 | 1092621 | 459576 | EIA-923 Generator File | 2018
15735 | 2021 | NJ | Quakertown Solar Farm, LLC | 61965 | QKRTN |  | OP | PV | SUN | 8.8 | 0.172 | 13251 | 6957 | Distributed from 923 Generation And Fuel | 2018
15736 | 2021 | NJ | Raritan ITS | 59059 | GEN 1 |  | OP | PV | SUN | 2 | 0.114 | 1997 | 1048 | Distributed from 923 Generation And Fuel | 2010
15737 | 2021 | NJ | Raritan Solar | 60729 | PV1 |  | OP | PV | SUN | 7.5 | 0.185 | 12134 | 6369 | Distributed from 923 Generation And Fuel | 2016
15738 | 2021 | NJ | Raritan Solar - 53 Highway | 61601 | RARIT |  | OP | PV | SUN | 8.4 | 0.166 | 12219 | 6415 | Distributed from 923 Generation And Fuel | 2018
15739 | 2021 | NJ | Rariton OMP | 59055 | CHP1 |  | OP | IC | NG | 3 | 0 | 0 | 0 | Distributed from 923 Generation And Fuel | 2009
15740 | 2021 | NJ | Rariton OMP | 59055 | PV1 |  | OP | PV | SUN | 2.4 | 0.016 | 332 | 174 | Distributed from 923 Generation And Fuel | 2012
15741 | 2021 | NJ | RB Manufacturing LLC Belle Mead NJ | 61162 | RBBM |  | OA | PV | SUN | 1.5 | 0 | 0 | 0 | Distributed from 923 Generation And Fuel | 2016
15742 | 2021 | NJ | Red Oak Power LLC | 55239 | 0001 |  | OP | CT | NG | 180.2 | 0.336 | 530286 | 348719 | EIA-923 Generator File | 2002
15743 | 2021 | NJ | Red Oak Power LLC | 55239 | 0002 |  | OP | CT | NG | 180.2 | 0.337 | 532422 | 343609 | EIA-923 Generator File | 2002
15744 | 2021 | NJ | Red Oak Power LLC | 55239 | 0003 |  | OP | CT | NG | 180.2 | 0.321 | 507081 | 369013 | EIA-923 Generator File | 2002
15745 | 2021 | NJ | Red Oak Power LLC | 55239 | 0004 | 3 | OP | CA | NG | 280.5 | 0.345 | 848131 | 582849 | EIA-923 Generator File | 2002
15746 | 2021 | NJ | Reeves South | 59278 | REEV1 |  | OP | PV | SUN | 1 | 0.203 | 1779 | 934 | Distributed from 923 Generation And Fuel | 2013
15747 | 2021 | NJ | Reeves Station Rd East | 58030 | REEVE |  | OP | PV | SUN | 5.5 | 0.183 | 8806 | 4623 | Distributed from 923 Generation And Fuel | 2012
15748 | 2021 | NJ | River Terminal Development Solar | 60843 | RTD1 |  | OP | PV | SUN | 0.5 | 0.127 | 555.517 | 291.724 | Distributed from 923 Generation And Fuel | 2006
15749 | 2021 | NJ | River Terminal Development Solar | 60843 | RTD2 |  | OP | PV | SUN | 0.6 | 0.127 | 666.621 | 350.069 | Distributed from 923 Generation And Fuel | 2009
15750 | 2021 | NJ | River Terminal Development Solar | 60843 | RTD3 |  | OP | PV | SUN | 0.2 | 0.127 | 222.207 | 116.69 | Distributed from 923 Generation And Fuel | 2011
15751 | 2021 | NJ | River Terminal Development Solar | 60843 | RTD4 |  | OP | PV | SUN | 1 | 0.127 | 1111.034 | 583.448 | Distributed from 923 Generation And Fuel | 2011
15752 | 2021 | NJ | River Terminal Development Solar | 60843 | RTD5 |  | OP | PV | SUN | 0.4 | 0.127 | 444.414 | 233.379 | Distributed from 923 Generation And Fuel | 2016
15753 | 2021 | NJ | River Terminal Development Solar | 60843 | RTD6 |  | OP | PV | SUN | 0.2 | 0.127 | 222.207 | 116.69 | Distributed from 923 Generation And Fuel | 2020
15754 | 2021 | NJ | Riverside Renewable Energy LLC | 58036 | 1 |  | OP | PV | SUN | 7.5 | 0.147 | 9677 | 5080 | Distributed from 923 Generation And Fuel | 2011
15755 | 2021 | NJ | Rock Solid | 59319 | ROCK1 |  | OP | PV | SUN | 8 | 0.183 | 12846 | 6744 | Distributed from 923 Generation And Fuel | 2014
15756 | 2021 | NJ | Rotor Clip | 61751 | RCLIP |  | OP | PV | SUN | 2.8 | 0.185 | 4547 | 2387 | Distributed from 923 Generation And Fuel | 2018
15757 | 2021 | NJ | Royal Wine Corp Solar Power Plant | 60781 | PV1 |  | OP | PV | SUN | 0.9 | 0.148 | 1167 | 613 | Distributed from 923 Generation And Fuel | 2011
15758 | 2021 | NJ | Rutgers Biomedical and Health Cogen | 50411 | GEN1 |  | OA | GT | NG | 3.5 | 0 | 0 | 0 | Distributed from 923 Generation And Fuel | 1989
15759 | 2021 | NJ | Rutgers Biomedical and Health Cogen | 50411 | GEN2 |  | OA | GT | NG | 3.5 | 0 | 0 | 0 | Distributed from 923 Generation And Fuel | 1989
15760 | 2021 | NJ | Rutgers Biomedical and Health Cogen | 50411 | GEN3 |  | OA | GT | NG | 3.5 | 0 | 0 | 0 | Distributed from 923 Generation And Fuel | 1989
15761 | 2021 | NJ | Sabert Solar | 60810 | SABER |  | OP | PV | SUN | 1.8 | 0.105 | 1657 | 870 | Distributed from 923 Generation And Fuel | 2011
15762 | 2021 | NJ | Samuel Mickle School | 64096 | 248 |  | OP | PV | SUN | 1.1 | 0.163 | 1574 | 826 | Distributed from 923 Generation And Fuel | 2017
15763 | 2021 | NJ | Sayreville | 2390 | GT1 |  | OP | GT | NG | 53 | -0.001 | -272 | -138.75 | Distributed from 923 Generation And Fuel | 1972
15764 | 2021 | NJ | Sayreville | 2390 | GT2 |  | OP | GT | NG | 53 | -0.001 | -272 | -138.75 | Distributed from 923 Generation And Fuel | 1972
15765 | 2021 | NJ | Sayreville | 2390 | GT3 |  | OP | GT | NG | 53 | -0.001 | -272 | -138.75 | Distributed from 923 Generation And Fuel | 1972
15766 | 2021 | NJ | Sayreville | 2390 | GT4 |  | OP | GT | NG | 53 | -0.001 | -272 | -138.75 | Distributed from 923 Generation And Fuel | 1973
15767 | 2021 | NJ | Sayreville Cogeneration Facility | 10308 | CT1 |  | OP | CT | NG | 143.4 | 0.27 | 339540 | 205989 | EIA-923 Generator File | 1991
15768 | 2021 | NJ | Sayreville Cogeneration Facility | 10308 | CT2 |  | OP | CT | NG | 143.4 | 0.263 | 329825 | 191970 | EIA-923 Generator File | 1991
15769 | 2021 | NJ | Sayreville Cogeneration Facility | 10308 | ST1 | 2 | OP | CA | NG | 143.4 | 0.056 | 70499 | 41892 | EIA-923 Generator File | 1991
15770 | 2021 | NJ | Sayreville Solar Project | 63185 | SAYRE |  | OP | PV | SUN | 3.1 | 0.153 | 4148 | 2178 | Distributed from 923 Generation And Fuel | 2019
15771 | 2021 | NJ | SCS Randolph 012175 Somerset, LLC | 65418 | 20211 |  | OP | PV | SUN | 2.3 | 0.056 | 1136 | 596 | Distributed from 923 Generation And Fuel | 2021
15772 | 2021 | NJ | Seabrook Solar Plant | 57667 | P21A |  | OP | PV | SUN | 1.5 | 0.16 | 2105.956 | 1105.588 | Distributed from 923 Generation And Fuel | 2011
15773 | 2021 | NJ | Seabrook Solar Plant | 57667 | P21B |  | OP | PV | SUN | 1.5 | 0.16 | 2105.956 | 1105.588 | Distributed from 923 Generation And Fuel | 2014
15774 | 2021 | NJ | Seabrook Solar Plant | 57667 | P2P2 |  | OP | PV | SUN | 0.8 | 0.16 | 1123.176 | 589.647 | Distributed from 923 Generation And Fuel | 2014
15775 | 2021 | NJ | Seabrook Solar Plant | 57667 | SBS1 |  | OP | PV | SUN | 3 | 0.16 | 4211.912 | 2211.176 | Distributed from 923 Generation And Fuel | 2011
15776 | 2021 | NJ | Seabrook Village | 60747 | 07724 |  | OP | PV | SUN | 3.1 | 0.148 | 4006 | 2103 | Distributed from 923 Generation And Fuel | 2016
15777 | 2021 | NJ | Seaside Heights Power Plant | 58172 | UINT3 |  | OS | IC | DFO | 2 | 0 | 0 | 0 | Distributed from 923 Generation And Fuel | 2012
15778 | 2021 | NJ | Seaside Heights Power Plant | 58172 | UNIT1 |  | OS | IC | DFO | 2 | 0 | 0 | 0 | Distributed from 923 Generation And Fuel | 2012
15779 | 2021 | NJ | Seaside Heights Power Plant | 58172 | UNIT2 |  | OS | IC | DFO | 2 | 0 | 0 | 0 | Distributed from 923 Generation And Fuel | 2012
15780 | 2021 | NJ | Selective Insurance | 63459 | 9853 |  | OP | PV | SUN | 2.2 | 0.175 | 3375 | 1772 | Distributed from 923 Generation And Fuel | 2019
15781 | 2021 | NJ | Sharon Station | 60267 | SHRN1 |  | OP | PV | SUN | 2.7 | 0.191 | 4515 | 2370 | Distributed from 923 Generation And Fuel | 2016
15782 | 2021 | NJ | Sherman Avenue | 7288 | SEHR |  | OP | GT | NG | 112.8 | 0.013 | 12521 | 9782 | Distributed from 923 Generation And Fuel | 1991
15783 | 2021 | NJ | Shore Point Solar | 57951 | 1 |  | OP | PV | SUN | 1 | 0.137 | 1204 | 632 | Distributed from 923 Generation And Fuel | 2011
15784 | 2021 | NJ | Short Hills Mall | 63257 | SHM |  | OP | PV | SUN | 2.7 | 0.167 | 3952 | 2075 | Distributed from 923 Generation And Fuel | 2018
15785 | 2021 | NJ | Silver Lake Solar Farm | 57341 | SILV |  | OP | PV | SUN | 1.7 | 0.129 | 1914 | 1005 | Distributed from 923 Generation And Fuel | 2010
15786 | 2021 | NJ | Silvi Gibraltar Rock | 60746 | 08502 |  | OP | PV | SUN | 2.5 | 0.17 | 3715 | 1950 | Distributed from 923 Generation And Fuel | 2016
15787 | 2021 | NJ | Skillman | 59057 | GEN 1 |  | OP | PV | SUN | 2.7 | 0.059 | 1392 | 731 | Distributed from 923 Generation And Fuel | 2011
15788 | 2021 | NJ | Solar Star New Jersey NJ LLC | 58402 | 1 |  | OP | PV | SUN | 1.5 | 0.125 | 1637 | 859 | Distributed from 923 Generation And Fuel | 2012
15789 | 2021 | NJ | Solvay Solar | 63452 | SSP |  | OP | PV | SUN | 6.5 | 0.173 | 9827 | 5159 | Distributed from 923 Generation And Fuel | 2020
15790 | 2021 | NJ | Spartan | 60755 | PV1 |  | OP | PV | SUN | 8.3 | 0.193 | 14000 | 7350 | Distributed from 923 Generation And Fuel | 2017
15791 | 2021 | NJ | Springfield Solar Project | 61907 | NJLND |  | OP | PV | SUN | 7.5 | 0.163 | 10724 | 5630 | Distributed from 923 Generation And Fuel | 2018
15792 | 2021 | NJ | St.Joseph's Regional Medical Center | 63645 | 7E600 |  | SB | IC | DFO | 0.6 |  |  |  |  | 2001
15793 | 2021 | NJ | St.Joseph's Regional Medical Center | 63645 | 8E675 |  | SB | IC | DFO | 0.7 |  |  |  |  | 2001
15794 | 2021 | NJ | St.Joseph's Regional Medical Center | 63645 | 9E600 |  | SB | IC | DFO | 0.6 |  |  |  |  | 2001
15795 | 2021 | NJ | St.Joseph's Regional Medical Center | 63645 | E10 |  | SB | IC | DFO | 0.3 |  |  |  |  | 2001
15796 | 2021 | NJ | St.Joseph's Regional Medical Center | 63645 | E16 |  | SB | IC | DFO | 0.8 |  |  |  |  | 2011
15797 | 2021 | NJ | St.Joseph's Regional Medical Center | 63645 | E27 |  | SB | IC | DFO | 1 |  |  |  |  | 2011
15798 | 2021 | NJ | St.Joseph's Regional Medical Center | 63645 | E28 |  | SB | IC | DFO | 1 |  |  |  |  | 2011
15799 | 2021 | NJ | St.Joseph's Regional Medical Center | 63645 | E29 |  | SB | IC | DFO | 1 |  |  |  |  | 2011
15800 | 2021 | NJ | St.Joseph's Regional Medical Center | 63645 | E30 |  | SB | IC | DFO | 0.1 |  |  |  |  | 2011
15801 | 2021 | NJ | Stockton Athletic Center | 57864 | 2LOT7 |  | OP | PV | SUN | 0.5 | 0.137 | 600.455 | 315.455 | Distributed from 923 Generation And Fuel | 2009
15802 | 2021 | NJ | Stockton Athletic Center | 57864 | LOT7 |  | OP | PV | SUN | 0.3 | 0.137 | 360.273 | 189.273 | Distributed from 923 Generation And Fuel | 2009
15803 | 2021 | NJ | Stockton Athletic Center | 57864 | SAC |  | OP | PV | SUN | 0.3 | 0.137 | 360.273 | 189.273 | Distributed from 923 Generation And Fuel | 2009
15804 | 2021 | NJ | Stryker 22, L.L.C. | 61891 | EDGRD |  | OP | BA | MWH | 19.8 | -0.03 | -5280 | -2209 | Distributed from 923 Generation And Fuel | 2018
15805 | 2021 | NJ | Summit Associates | 57726 | SUMA |  | OP | PV | SUN | 1.9 | 0.144 | 2403 | 1262 | Distributed from 923 Generation And Fuel | 2011
15806 | 2021 | NJ | Summit Water Nexus Mt. Holly, LLC Solar | 60809 | MHWWT |  | OP | PV | SUN | 1 | 0.177 | 1551 | 814 | Distributed from 923 Generation And Fuel | 2013
15807 | 2021 | NJ | The City of Vineland at North Vineland | 57746 | PV1 |  | OP | PV | SUN | 2.3 | 0.293 | 5900 | 3097 | Distributed from 923 Generation And Fuel | 2011
15808 | 2021 | NJ | The City of Vineland at West Vineland | 57745 | PV1 |  | OP | PV | SUN | 3.7 | 0.116 | 3744 | 1966 | Distributed from 923 Generation And Fuel | 2011
15809 | 2021 | NJ | The Lawrenceville School Solar Facility | 58356 | TLS |  | OP | PV | SUN | 5.2 | 0.167 | 7586 | 3983 | Distributed from 923 Generation And Fuel | 2012
15810 | 2021 | NJ | Thermo Fisher | 63404 | 1 |  | OP | PV | SUN | 1.5 | 0.13 | 1710 | 898 | Distributed from 923 Generation And Fuel | 2013
15811 | 2021 | NJ | Timber Creek HS | 60771 | PV1 |  | OP | PV | SUN | 1.3 | 0.105 | 1200 | 630 | Distributed from 923 Generation And Fuel | 2013
15812 | 2021 | NJ | Tinton Falls Solar Farm | 58483 | UNIT1 |  | OP | PV | SUN | 16 | 0.165 | 23189 | 12174 | Distributed from 923 Generation And Fuel | 2012
15813 | 2021 | NJ | Tioga Solar Morris County 1 LLC | 58917 | MMIR |  | OP | PV | SUN | 1 | 0.159 | 1397 | 733 | Distributed from 923 Generation And Fuel | 2011
15814 | 2021 | NJ | Tissington Solar | 58364 | MC |  | OP | PV | SUN | 3 | 0.154 | 4060 | 2131 | Distributed from 923 Generation And Fuel | 2019
15815 | 2021 | NJ | Titusville Solar | 57815 | PV1 |  | OP | PV | SUN | 4.1 | 0.15 | 5372 | 2820 | Distributed from 923 Generation And Fuel | 2010
15816 | 2021 | NJ | Toys R Us- DE, Inc. at Mt. Olive, NJ | 57647 | PV1 |  | OP | PV | SUN | 4.1 | 0.129 | 4622 | 2427 | Distributed from 923 Generation And Fuel | 2011
15817 | 2021 | NJ | Trenton Solar Farm | 57352 | TREN |  | OP | PV | SUN | 1 | 0.135 | 1179 | 619 | Distributed from 923 Generation And Fuel | 2010
15818 | 2021 | NJ | Union County Resource Recovery | 50960 | GEN1 | 3 | OP | ST | MSW | 45 | 0.79 | 311612 | 128349 | EIA-923 Generator File | 1994
15819 | 2021 | NJ | United Stationers Supply Solar Electric | 58040 | SEF-A |  | OP | PV | SUN | 2 | 0.159 | 2785 | 1462.143 | Distributed from 923 Generation And Fuel | 2011
15820 | 2021 | NJ | United Stationers Supply Solar Electric | 58040 | SEF-B |  | OP | PV | SUN | 0.8 | 0.159 | 1114 | 584.857 | Distributed from 923 Generation And Fuel | 2011
15821 | 2021 | NJ | US Foods Solar | 60808 | USFDS |  | OP | PV | SUN | 6 | 0 | 0 | 0 | Distributed from 923 Generation And Fuel | 2012
15822 | 2021 | NJ | USAA Black Bear Energy | 62612 | USBC1 |  | OP | PV | SUN | 1.9 | 0.145 | 2408 | 1264 | Distributed from 923 Generation And Fuel | 2018
15823 | 2021 | NJ | Vicinity Energy Trenton, L.P. | 50094 | 7214 |  | OP | IC | NG | 6 | 0.001 | 52 | 14 | Distributed from 923 Generation And Fuel | 1983
15824 | 2021 | NJ | Vineland Headquarters | 57742 | VHQ |  | OP | PV | SUN | 1.1 | 0.156 | 1500 | 787 | Distributed from 923 Generation And Fuel | 2011
15825 | 2021 | NJ | Vineland Mays Landing Solar | 57660 | VNLND |  | OP | PV | SUN | 4 | 0.168 | 5879 | 3086 | Distributed from 923 Generation And Fuel | 2011
15826 | 2021 | NJ | Wakefern Food Corp | 58123 | 1 |  | OP | PV | SUN | 2 | 0.155 | 2712 | 1424 | Distributed from 923 Generation And Fuel | 2012
15827 | 2021 | NJ | Warren County Solar | 56888 | GEN 1 |  | OP | PV | SUN | 0.5 | 0.148 | 647.5 | 340 | Distributed from 923 Generation And Fuel | 2012
15828 | 2021 | NJ | Warren County Solar | 56888 | GEN 2 |  | OP | PV | SUN | 0.5 | 0.148 | 647.5 | 340 | Distributed from 923 Generation And Fuel | 2012
15829 | 2021 | NJ | Warren County Solar | 56888 | GEN 3 |  | OP | PV | SUN | 0.5 | 0.148 | 647.5 | 340 | Distributed from 923 Generation And Fuel | 2012
15830 | 2021 | NJ | Warren County Solar | 56888 | GEN 4 |  | OP | PV | SUN | 0.5 | 0.148 | 647.5 | 340 | Distributed from 923 Generation And Fuel | 2012
15831 | 2021 | NJ | WC Landfill Energy LLC | 57848 | SOLAR |  | OP | PV | SUN | 1 | 0.067 | 587 | 308 | Distributed from 923 Generation And Fuel | 2013
15832 | 2021 | NJ | WEA Texas Bayonne | 57383 | BAYO |  | OP | PV | SUN | 1.5 | 0.153 | 2010 | 1055 | Distributed from 923 Generation And Fuel | 2010
15833 | 2021 | NJ | West Deptford Energy Station | 56963 | E101 |  | OP | CT | NG | 225.3 | 0.226 | 446895 | 315951 | EIA-923 Generator File | 2014
15834 | 2021 | NJ | West Deptford Energy Station | 56963 | E102 |  | OP | CT | NG | 225.3 | 0.236 | 465332 | 330575 | EIA-923 Generator File | 2014
15835 | 2021 | NJ | West Deptford Energy Station | 56963 | STG1 | 2 | OP | CA | NG | 304 | 0.215 | 573722 | 409921 | EIA-923 Generator File | 2014
15836 | 2021 | NJ | West Pemberton | 59186 | PV1 |  | OP | PV | SUN | 7 | 0.188 | 11557 | 6067 | Distributed from 923 Generation And Fuel | 2014
15837 | 2021 | NJ | West Station (NJ) | 6776 | 1 |  | OP | GT | DFO | 27 | 0.001 | 218 | 188 | Distributed from 923 Generation And Fuel | 1972
15838 | 2021 | NJ | Westside Avenue | 60500 | 1 |  | OP | PV | SUN | 1 | 0.049 | 428 | 225 | Distributed from 923 Generation And Fuel | 2011
15839 | 2021 | NJ | Wheelabrator Gloucester LP | 50885 | GEN1 | 2 | OP | ST | MSW | 14 | 0.676 | 82898 | 31905 | EIA-923 Generator File | 1990
15840 | 2021 | NJ | William G Mennen Sports Solar | 61630 | MENN |  | OP | PV | SUN | 1.3 | 0.094 | 1069 | 561 | Distributed from 923 Generation And Fuel | 2011
15841 | 2021 | NJ | William Paterson University | 57805 | WPU1 |  | OP | PV | SUN | 1.4 | 0 | 0 | 0 | Distributed from 923 Generation And Fuel | 2010
15842 | 2021 | NJ | Williams-Sonoma Solar Facility | 58361 | WS |  | OP | PV | SUN | 3 | 0.165 | 4331 | 2274 | Distributed from 923 Generation And Fuel | 2011
15843 | 2021 | NJ | Wilzig Associates, LLC | 59751 | WILZG |  | OP | PV | SUN | 1.2 | 0.171 | 1794 | 942 | Distributed from 923 Generation And Fuel | 2013
15844 | 2021 | NJ | Woodbine Landfill Plant | 59116 | V1021 |  | OP | IC | LFG | 3.2 | 0.17 | 4771 | 1933 | Distributed from 923 Generation And Fuel | 2013
15845 | 2021 | NJ | Woodbridge Energy Center | 57839 | CT001 |  | OP | CT | NG | 222.7 | 0.618 | 1205541 | 556521 | EIA-923 Generator File | 2015
15846 | 2021 | NJ | Woodbridge Energy Center | 57839 | CT002 |  | OP | CT | NG | 222.7 | 0.54 | 1053247 | 463526 | EIA-923 Generator File | 2015
15847 | 2021 | NJ | Woodbridge Energy Center | 57839 | ST001 | 2 | OP | CA | NG | 327.5 | 0.488 | 1399719 | 653155 | EIA-923 Generator File | 2015
15848 | 2021 | NJ | Yards Creek Energy | 6522 | 1 |  | OP | PS | WAT | 151 | -0.03 | -40025.667 | -18289.333 | Distributed from 923 Generation And Fuel | 1965
15849 | 2021 | NJ | Yards Creek Energy | 6522 | 2 |  | OP | PS | WAT | 151 | -0.03 | -40025.667 | -18289.333 | Distributed from 923 Generation And Fuel | 1965
15850 | 2021 | NJ | Yards Creek Energy | 6522 | 3 |  | OP | PS | WAT | 151 | -0.03 | -40025.667 | -18289.333 | Distributed from 923 Generation And Fuel | 1965
15851 | 2021 | NJ | Yardville Solar Farm | 57382 | YARD |  | OP | PV | SUN | 3.6 | 0.122 | 3852 | 2022 | Distributed from 923 Generation And Fuel | 2010

## Emissions by Plant
Plant file sequence number | Data Year | Plant state abbreviation | Plant name | DOE/EIA ORIS plant or facility code | Plant transmission or distribution system owner name | Plant transmission or distribution system owner ID | Utility name | Utility ID | Plant-level sector | Balancing Authority Name | Balancing Authority Code | NERC region acronym | eGRID subregion acronym | eGRID subregion name | Plant associated ISO/RTO Territory | Plant FIPS state code | Plant FIPS county code | Plant county name | Plant latitude | Plant longitude | CAMD Program flag | Number of units | Number of generators | Plant primary fuel | Plant primary fuel category | Flag indicating if the plant burned or generated any amount of coal | Plant capacity factor | Plant nameplate capacity (MW) | Nonbaseload Factor | Biogas/ biomass plant adjustment flag | Combined heat and power (CHP) plant adjustment flag | CHP plant useful thermal output (MMBtu) | CHP plant power to heat ratio | CHP plant electric allocation factor | Plant pumped storage flag | Plant annual heat input from combustion (MMBtu) | Plant ozone season heat input from combustion (MMBtu) | Plant total annual heat input (MMBtu) | Plant total ozone season heat input (MMBtu) | Plant annual net generation (MWh) | Plant ozone season net generation (MWh) | Plant annual NOx emissions (tons) | Plant ozone season NOx emissions (tons) | Plant annual SO2 emissions (tons) | Plant annual CO2 emissions (tons) | Plant annual CH4 emissions (lbs) | Plant annual N2O emissions (lbs) | Plant annual CO2 equivalent emissions (tons) | Plant annual Hg emissions (lbs) | Plant annual NOx total output emission rate (lb/MWh) | Plant ozone season NOx total output emission rate (lb/MWh) | Plant annual SO2 total output emission rate (lb/MWh) | Plant annual CO2 total output emission rate (lb/MWh) | Plant annual CH4 total output emission rate (lb/MWh) | Plant annual N2O total output emission rate (lb/MWh) | Plant annual CO2 equivalent total output emission rate (lb/MWh) | Plant annual Hg total output emission rate (lb/MWh)
SEQPLT | YEAR | PSTATABB | PNAME | ORISPL | OPRNAME | OPRCODE | UTLSRVNM | UTLSRVID | SECTOR | BANAME | BACODE | NERC | SUBRGN | SRNAME | ISORTO | FIPSST | FIPSCNTY | CNTYNAME | LAT | LON | CAMDFLAG | NUMUNT | NUMGEN | PLPRMFL | PLFUELCT | COALFLAG | CAPFAC | NAMEPCAP | NBFACTOR | RMBMFLAG | CHPFLAG | USETHRMO | PWRTOHT | ELCALLOC | PSFLAG | PLHTIAN | PLHTIOZ | PLHTIANT | PLHTIOZT | PLNGENAN | PLNGENOZ | PLNOXAN | PLNOXOZ | PLSO2AN | PLCO2AN | PLCH4AN | PLN2OAN | PLCO2EQA | PLHGAN | PLNOXRTA | PLNOXRTO | PLSO2RTA | PLCO2RTA | PLCH4RTA | PLN2ORTA | PLC2ERTA | PLHGRTA
7322 | 2021 | NJ | 10 Finderne Avenue Solar, LLC | 64023 | Public Service Elec & Gas Co | 15477 | Greenbacker Renewable Energy Corporation | 60025 | IPP Non-CHP | PJM Interconnection, LLC | PJM | RFC | RFCE | RFC East | PJM | 34 | 035 | Somerset | 40.5581 | -74.5759 |  | 1 | 1 | SUN | SOLAR |  | 0.17297 | 2.3 | [9 empty] | 30817 | 16179 | 3485 | 1830
7323 | 2021 | NJ | 101 Carnegie Center Solar, LLC | 64025 | Public Service Elec & Gas Co | 15477 | Greenbacker Renewable Energy Corporation | 60025 | IPP Non-CHP | PJM Interconnection, LLC | PJM | RFC | RFCE | RFC East | PJM | 34 | 021 | Mercer | 40.3231 | -74.6451 |  | 1 | 1 | SUN | SOLAR |  | 0.17009 | 1.2 | [9 empty] | 15810 | 8301 | 1788 | 939
7324 | 2021 | NJ | 12 Applegate Solar LLC | 59371 | Jersey Central Power & Lt Co | 9726 | G&S Operations LLC | 62629 | IPP Non-CHP | PJM Interconnection, LLC | PJM | NPCC | RFCE | RFC East | PJM | 34 | 021 | Mercer | 40.2003 | -74.5761 |  | 1 | 1 | SUN | SOLAR |  | 0.16149 | 1.5 | [9 empty] | 18766 | 9852 | 2122 | 1114
7325 | 2021 | NJ | 145 Talmadge Solar | 57458 | Public Service Elec & Gas Co | 15477 | Avidan Energy Solutions | 56777 | IPP Non-CHP | PJM Interconnection, LLC | PJM | RFC | RFCE | RFC East | PJM | 34 | 023 | Middlesex | 40.5358 | -74.3913 |  | 1 | 1 | SUN | SOLAR |  | 0.13906 | 3.8 | [9 empty] | 40935 | 21490 | 4629 | 2430
7326 | 2021 | NJ | 180 Raritan Solar | 58187 | Public Service Elec & Gas Co | 15477 | 180 Raritan Energy Solutions, LLC | 58164 | IPP Non-CHP | PJM Interconnection, LLC | PJM | RFC | RFCE | RFC East | PJM | 34 | 023 | Middlesex | 40.5161 | -74.34 |  | 1 | 1 | SUN | SOLAR |  | 0.15261 | 1.9 | [9 empty] | 22460 | 11791 | 2540 | 1333
7327 | 2021 | NJ | 24 Applegate Solar LLC | 59365 | Jersey Central Power & Lt Co | 9726 | Altus Power America Management, LLC | 60281 | IPP Non-CHP | PJM Interconnection, LLC | PJM | NPCC | RFCE | RFC East | PJM | 34 | 021 | Mercer | 40.2058 | -74.5797 |  | 1 | 1 | SUN | SOLAR |  | 0.05624 | 2.6 | [9 empty] | 11329 | 5947 | 1281 | 673
7328 | 2021 | NJ | 350 Clark Solar, NG, LLC | 61224 | Jersey Central Power & Lt Co | 9726 | NuGen Capital Management | 59254 | IPP Non-CHP | PJM Interconnection, LLC | PJM | NPCC | RFCE | RFC East | PJM | 34 | 027 | Morris | 40.8942 | -74.7302 |  | 1 | 1 | SUN | SOLAR |  | 0.11821 | 1.8 | [9 empty] | 16483 | 8653 | 1864 | 979
7329 | 2021 | NJ | 4 Applegate Solar LLC | 59370 | Jersey Central Power & Lt Co | 9726 | G&S Operations LLC | 62629 | IPP Non-CHP | PJM Interconnection, LLC | PJM | NPCC | RFCE | RFC East | PJM | 34 | 021 | Mercer | 40.1964 | -74.5836 |  | 1 | 1 | SUN | SOLAR |  | 0.16226 | 1.4 | [9 empty] | 17598 | 9239 | 1990 | 1045
7330 | 2021 | NJ | 435A Bergen Avenue | 63366 | Public Service Elec & Gas Co | 15477 | Hartz Solar, LLC | 60268 | Commercial Non-CHP | PJM Interconnection, LLC | PJM | RFC | RFCE | RFC East | PJM | 34 | 017 | Hudson | 40.7519 | -74.1313 |  | 1 | 1 | SUN | SOLAR |  | 0.1705 | 1.4 | [9 empty] | 18493 | 9708 | 2091 | 1098
7331 | 2021 | NJ | 46 Meadowlands Parkway | 62325 | Public Service Elec & Gas Co | 15477 | Hartz Solar, LLC | 60268 | Commercial Non-CHP | PJM Interconnection, LLC | PJM | RFC | RFCE | RFC East | PJM | 34 | 017 | Hudson | 40.7898 | -74.0715 |  | 1 | 1 | SUN | SOLAR |  | 0.18676 | 1.5 | [9 empty] | 21701 | 11393 | 2454 | 1288
7332 | 2021 | NJ | 510 Carnegie Center | 64194 | Public Service Elec & Gas Co | 15477 | Greenbacker Renewable Energy Corporation | 60025 | IPP Non-CHP | PJM Interconnection, LLC | PJM | RFC | RFCE | RFC East | PJM | 34 | 021 | Mercer | 40.3147 | -74.6555 |  | 1 | 1 | SUN | SOLAR |  | 0.15868 | 1.4 | [9 empty] | 17208 | 9034 | 1946 | 1022
7333 | 2021 | NJ | 5601 Westside CDG | 65289 | Public Service Elec & Gas Co | 15477 | Hartz Solar, LLC | 60268 | IPP Non-CHP | PJM Interconnection, LLC | PJM | RFC | RFCE | RFC East | PJM | 34 | 017 | Hudson | 40.7796 | -74.0418 |  | 1 | 1 | SUN | SOLAR |  | 0.02641 | 1.5 | [9 empty] | 3068 | 0 | 347 | 0
7334 | 2021 | NJ | 601 Doremus CDG | 65280 | Public Service Elec & Gas Co | 15477 | Hartz Solar, LLC | 60268 | IPP Non-CHP | PJM Interconnection, LLC | PJM | RFC | RFCE | RFC East | PJM | 34 | 013 | Essex | 40.732 | -74.1205 |  | 1 | 1 | SUN | SOLAR |  | 0.03995 | 1.5 | [9 empty] | 4642 | 2316 | 525 | 262
7335 | 2021 | NJ | 701 Carnegie Center | 64195 | Public Service Elec & Gas Co | 15477 | Greenbacker Renewable Energy Corporation | 60025 | IPP Non-CHP | PJM Interconnection, LLC | PJM | RFC | RFCE | RFC East | PJM | 34 | 021 | Mercer | 40.3236 | -74.6499 |  | 1 | 1 | SUN | SOLAR |  | 0.15888 | 1.1 | [9 empty] | 13539 | 7108 | 1531 | 804
7336 | 2021 | NJ | 77 Metro Way | 62326 | Public Service Elec & Gas Co | 15477 | Hartz Solar, LLC | 60268 | Commercial Non-CHP | PJM Interconnection, LLC | PJM | RFC | RFCE | RFC East | PJM | 34 | 017 | Hudson | 40.7705 | -74.0722 |  | 1 | 1 | SUN | SOLAR |  | 0.17021 | 1 | [9 empty] | 13184 | 6921 | 1491 | 783
7337 | 2021 | NJ | Absegami | 65622 | Atlantic City Electric Co | 963 | Conductive Power | 63466 | IPP Non-CHP | PJM Interconnection, LLC | PJM | RFC | RFCE | RFC East | PJM | 34 | 001 | Atlantic | 39.48 | -74.516 |  | 1 | 1 | SUN | SOLAR |  | 0.09105 | 2.1 | [9 empty] | 14811 | 10955 | 1675 | 1239
7338 | 2021 | NJ | AC Criminal Courts Complex SPE2, LLC | 58798 | Atlantic City Electric Co | 963 | AES Distributed Energy | 61012 | Commercial Non-CHP | PJM Interconnection, LLC | PJM | RFC | RFCE | RFC East | PJM | 34 | 001 | Atlantic | 39.4375 | -74.6906 |  | 1 | 1 | SUN | SOLAR |  | 0.13505 | 1.3 | [9 empty] | 13601 | 7141 | 1538 | 807
7339 | 2021 | NJ | AC Landfill Energy LLC | 57845 | Atlantic City Electric Co | 963 | AC Landfill Energy LLC | 57173 | IPP Non-CHP | PJM Interconnection, LLC | PJM | RFC | RFCE | RFC East | PJM | 34 | 001 | Atlantic | 39.4175 | -74.5422 |  | 2 | 2 | LFG | BIOMASS |  | 0.24987 | 3.5 | 0.91688 | Yes | [5 empty] | 104130 | 55869 | 104130 | 55869 | 7661 | 4110 | 0 | 0 | 1.744 | 0 | 0 | 0 | 0 |  | 0 | 0 | 0.455 | 0 | 0 | 0 | 0
7340 | 2021 | NJ | AC Power | 63260 | Public Service Elec & Gas Co | 15477 | AC Power 1, LLC | 62982 | IPP Non-CHP | PJM Interconnection, LLC | PJM | RFC | RFCE | RFC East | PJM | 34 | 005 | Burlington | 40.0498 | -74.9352 |  | 1 | 1 | SUN | SOLAR |  | 0.18607 | 1.3 | [9 empty] | 18738 | 9837 | 2119 | 1112
7341 | 2021 | NJ | ACCC Mays Landing | 60802 | Atlantic City Electric Co | 963 | Goldman Sachs Renewable Power LLC | 61944 | IPP Non-CHP | PJM Interconnection, LLC | PJM | RFC | RFCE | RFC East | PJM | 34 | 001 | Atlantic | 39.4606 | -74.6809 |  | 1 | 1 | SUN | SOLAR |  | 0.16455 | 1.4 | [9 empty] | 17846 | 9368 | 2018 | 1059
7342 | 2021 | NJ | ACCP NJ 1 | 63198 | Jersey Central Power & Lt Co | 9726 | NJR Clean Energy Ventures Corporation | 56990 | IPP Non-CHP | PJM Interconnection, LLC | PJM | RFC | RFCE | RFC East | PJM | 34 | 037 | Sussex | 40.9263 | -74.6751 |  | 1 | 1 | SUN | SOLAR |  | 0.17437 | 1.2 | [9 empty] | 16209 | 8509 | 1833 | 962
7343 | 2021 | NJ | ACM - Midtown Thermal | 63483 | Atlantic City Electric Co | 963 | ACM Energy, LLC | 63222 | Commercial CHP | PJM Interconnection, LLC | PJM | RFC | RFCE | RFC East | PJM | 34 | 001 | Atlantic | 39.3598 | -74.4342 |  | 1 | 1 | NG | GAS |  | 0.95511 | 5.5 | 0 |  | Yes | 223946.4 | 0.701 | 0.48323 |  | 388175.263 | 195500.1 | 388175.263 | 195500.1 | 46017 | 23176 | 60.083 | 30.27 | 0.62 | 22686.72 | 856.944 | 85.869 | 22710.227 |  | 2.611 | 2.612 | 0.027 | 986.015 | 0.019 | 0.002 | 987.036
7344 | 2021 | NJ | ACUA | 61923 | Atlantic City Electric Co | 963 | Viridity Energy Solutions, Inc. | 61522 | IPP Non-CHP | PJM Interconnection, LLC | PJM | RFC | RFCE | RFC East | PJM | 34 | 001 | Atlantic | 39.382 | -74.4451 |  | 1 | 1 | MWH | OTHF |  | 0 | 1 | [7 empty] | 0 | 0 | 0 | 0 | -159 | -66 | [8 empty] | 0 | 0 | 0 | 0 | 0 | 0 | 0
7345 | 2021 | NJ | Adams Ave MS and HS | 60772 | Atlantic City Electric Co | 963 | Goldman Sachs Renewable Power LLC | 61944 | IPP Non-CHP | PJM Interconnection, LLC | PJM | RFC | RFCE | RFC East | PJM | 34 | 001 | Atlantic | 39.4114 | -74.5309 |  | 2 | 2 | SUN | SOLAR |  | 0.14744 | 3.1 | [9 empty] | 35407 | 18588 | 4004 | 2102
7346 | 2021 | NJ | Alethea I | 58519 | Public Service Elec & Gas Co | 15477 | Syncarpha Alethea I, LLC | 58495 | IPP Non-CHP | PJM Interconnection, LLC | PJM | RFC | RFCE | RFC East | PJM | 34 | 005 | Burlington | 40.0006 | -74.735 |  | 1 | 1 | SUN | SOLAR |  | 0.13609 | 2.8 | [9 empty] | 29517 | 15497 | 3338 | 1752
7347 | 2021 | NJ | Allied Beverages Elizabeth | 63353 | Public Service Elec & Gas Co | 15477 | EnterSolar | 62067 | IPP Non-CHP | PJM Interconnection, LLC | PJM | RFC | RFCE | RFC East | PJM | 34 | 039 | Union | 40.6657 | -74.1752 |  | 1 | 1 | SUN | SOLAR |  | 0.18732 | 3.2 | [9 empty] | 46433 | 24378 | 5251 | 2757
7348 | 2021 | NJ | Altice - Parsippany | 65213 | Long Island Power Authority | 11171 | Bloom Energy | 57128 | IPP Non-CHP | PJM Interconnection, LLC | PJM | RFC | RFCE | RFC East | PJM | 34 | 027 | Morris | 40.8451 | -74.4282 |  | 1 | 1 | NG | GAS |  | 0.43185 | 2 | 0.61358 | [8 empty] | 48623 | 27418 | 7566 | 4266
7349 | 2021 | NJ | Amazon | 58357 | Public Service Elec & Gas Co | 15477 | CVI CleanCapital Solar 4 LLC | 63068 | Commercial Non-CHP | PJM Interconnection, LLC | PJM | RFC | RFCE | RFC East | PJM | 34 | 023 | Middlesex | 40.5664 | -74.2214 |  | 1 | 1 | SUN | SOLAR |  | 0.03881 | 4.2 | [9 empty] | 12628 | 6629 | 1428 | 750
7350 | 2021 | NJ | American Goldfinch SCS ACY2 NJ, LLC | 64360 | Public Service Elec & Gas Co | 15477 | Sol Systems | 61677 | IPP Non-CHP | PJM Interconnection, LLC | PJM | NPCC | RFCE | RFC East | PJM | 34 | 005 | Burlington | 40.0856 | -74.8409 |  | 1 | 1 | SUN | SOLAR |  | 0.1258 | 3.9 | [9 empty] | 38006 | 19954 | 4298 | 2256
7351 | 2021 | NJ | AT&T Middletown | 65194 | Jersey Central Power & Lt Co | 9726 | Bloom Energy 2009 PPA | 56778 | IPP Non-CHP | PJM Interconnection, LLC | PJM | NPCC | RFCE | RFC East | PJM | 34 | 025 | Monmouth | 40.3979 | -74.1348 |  | 1 | 1 | NG | GAS |  | 0.83539 | 2 | 0 | [8 empty] | 107908 | 54362 | 14636 | 7374
7352 | 2021 | NJ | Atlantic City Convention Center | 56900 | Atlantic City Electric Co | 963 | Constellation Solar New Jersey, LLC | 57044 | Commercial Non-CHP | PJM Interconnection, LLC | PJM | RFC | RFCE | RFC East | PJM | 34 | 001 | Atlantic | 39.3639 | -74.4408 |  | 4 | 4 | SUN | SOLAR |  | 0.17043 | 2 | [9 empty] | 26405 | 13863 | 2986 | 1568
7353 | 2021 | NJ | Atlantic Coast Freezers Solar Facility | 58360 | Public Service Elec & Gas Co | 15477 | CVI CleanCapital Solar 4 LLC | 63068 | Commercial Non-CHP | PJM Interconnection, LLC | PJM | RFC | RFCE | RFC East | PJM | 34 | 011 | Cumberland | 39.5199 | -75.029 |  | 1 | 1 | SUN | SOLAR |  | 0.14966 | 2 | [9 empty] | 23187 | 12173 | 2622 | 1377
7354 | 2021 | NJ | Augusta Solar Farm | 62906 | Jersey Central Power & Lt Co | 9726 | Altus Power America Management, LLC | 60281 | IPP Non-CHP | PJM Interconnection, LLC | PJM | RFC | RFCE | RFC East | PJM | 34 | 037 | Sussex | 41.1 | -74.731 |  | 1 | 1 | SUN | SOLAR |  | 0.16757 | 2.9 | [9 empty] | 37645 | 19764 | 4257 | 2235
7355 | 2021 | NJ | Barrette Outdoor Living, Inc. | 63298 | Atlantic City Electric Co | 963 | Dynamic Energy Solutions, LLC | 62994 | Industrial Non-CHP | PJM Interconnection, LLC | PJM | RFC | RFCE | RFC East | PJM | 34 | 001 | Atlantic | 39.4877 | -74.6004 |  | 1 | 1 | SUN | SOLAR |  | 0.2089 | 1.5 | [9 empty] | 24274 | 12744 | 2745 | 1441
7356 | 2021 | NJ | Bayonne Energy Center | 56964 | Consolidated Edison Co-NY Inc | 4226 | Bayonne Energy Center LLC | 56267 | IPP Non-CHP | New York Independent System Operator | NYIS | RFC | NYCW | NPCC NYC/Westchester | NYISO | 34 | 017 | Hudson | 40.6528 | -74.0915 | Yes | 10 | 10 | NG | GAS |  | 0.10557 | 644 | 1 | [6 empty] | 5797904.438 | 3569097.281 | 5797904.438 | 3569097.281 | 595575.002 | 372099.004 | 20.01 | 11.677 | 1.682 | 344871.683 | 13503.536 | 1359.893 | 345243.101 |  | 0.067 | 0.063 | 0.006 | 1158.113 | 0.023 | 0.002 | 1159.361
7357 | 2021 | NJ | Bayonne MUA- Leitner-Poma Wind Turbine | 59797 | Public Service Elec & Gas Co | 15477 | SUEZ North America, Inc | 59568 | IPP Non-CHP | PJM Interconnection, LLC | PJM | RFC | RFCE | RFC East | PJM | 34 | 017 | Hudson | 40.6528 | -74.1178 |  | 1 | 1 | WND | WIND |  | 0 | 1.5 | [11 empty] | 0 | 0
7358 | 2021 | NJ | Bayville Central Facility | 54569 | Jersey Central Power & Lt Co | 9726 | Ocean County Utilities Auth | 13943 | Commercial CHP | PJM Interconnection, LLC | PJM | RFC | RFCE | RFC East | PJM | 34 | 029 | Ocean | 39.9094 | -74.178 |  | 8 | 8 | DFO | OIL |  | 0.08494 | 7.1 | 1 | Yes | Yes | 24709.6 | 0.73 | 0.49314 |  | 28353.832 | 10220.419 | 30467.832 | 11370.419 | 5283 | 2046 | 57.398 | 20.573 | 0.228 | 640.843 | 70.005 | 7.664 | 642.86 |  | 21.729 | 20.11 | 0.086 | 242.606 | 0.013 | 0.001 | 243.369
7359 | 2021 | NJ | Bayway Refinery | 56294 | Public Service Elec & Gas Co | 15477 | Phillips 66 | 50095 | Industrial Non-CHP | PJM Interconnection, LLC | PJM | RFC | RFCE | RFC East | PJM | 34 | 039 | Union | 40.6376 | -74.2212 |  | 1 | 1 | WH | OTHF |  | 0.25293 | 11.2 | 0.91179 | [8 empty] | 219439 | 0 | 24815 | 0
7360 | 2021 | NJ | BBB Corporate Headquarters | 58093 | Public Service Elec & Gas Co | 15477 | Bed Bath & Beyond | 57474 | IPP Non-CHP | PJM Interconnection, LLC | PJM | RFC | RFCE | RFC East | PJM | 34 | 039 | Union | 40.6972 | -74.305 |  | 1 | 1 | SUN | SOLAR |  | 0.13105 | 1 | [9 empty] | 10151 | 5329 | 1148 | 603
7361 | 2021 | NJ | Beaver Run | 60805 | Jersey Central Power & Lt Co | 9726 | Altus Power America Management, LLC | 60281 | IPP Non-CHP | PJM Interconnection, LLC | PJM | RFC | RFCE | RFC East | PJM | 34 | 037 | Sussex | 41.153 | -74.6381 |  | 1 | 1 | SUN | SOLAR |  | 0.13782 | 7.4 | [9 empty] | 79002 | 41476 | 8934 | 4690
7362 | 2021 | NJ | Bed Bath & Beyond DC Port Reading NJ | 58096 | Public Service Elec & Gas Co | 15477 | Bed Bath & Beyond | 57474 | Commercial Non-CHP | PJM Interconnection, LLC | PJM | RFC | RFCE | RFC East | PJM | 34 | 023 | Middlesex | 40.5683 | -74.2425 |  | 1 | 1 | SUN | SOLAR |  | 0.13388 | 1.8 | [9 empty] | 18667 | 9800 | 2111 | 1108
7363 | 2021 | NJ | Ben Moreell Solar Farm | 63786 | Jersey Central Power & Lt Co | 9726 | Conductive Power | 63466 | IPP Non-CHP | PJM Interconnection, LLC | PJM | RFC | RFCE | RFC East | PJM | 34 | 025 | Monmouth | 40.28 | -74.1 |  | 1 | 1 | SUN | SOLAR |  | 0.22019 | 20 | [9 empty] | 341137 | 179094 | 38577 | 20253
7364 | 2021 | NJ | Benjamin Moore & Co. Solar | 57733 | Jersey Central Power & Lt Co | 9726 | Constellation Solar New Jersey, LLC | 57044 | Commercial Non-CHP | PJM Interconnection, LLC | PJM | RFC | RFCE | RFC East | PJM | 34 | 027 | Morris | 40.8256 | -74.7147 |  | 1 | 1 | SUN | SOLAR |  | 0.1475 | 1.4 | [9 empty] | 15996 | 8399 | 1809 | 950
7365 | 2021 | NJ | Bergen Generating Station | 2398 | Public Service Elec & Gas Co | 15477 | PSEG Fossil LLC | 15147 | IPP Non-CHP | PJM Interconnection, LLC | PJM | RFC | RFCE | RFC East | PJM | 34 | 003 | Bergen | 40.8375 | -74.0244 | Yes | 6 | 8 | NG | GAS |  | 0.14177 | 1400.8 | 1 |  | Yes | 0 |  | 1 |  | 13563543.514 | 7278989.142 | 13563543.514 | 7278989.142 | 1739692 | 910299 | 126.402 | 91.7 | 4.091 | 806071.33 | 29928.418 | 2993.068 | 806891.402 |  | 0.145 | 0.201 | 0.005 | 926.683 | 0.017 | 0.002 | 927.626
7366 | 2021 | NJ | Bergenmand Solar Partners, LLC Mahwah | 63200 | Orange & Rockland Utils Inc | 14154 | Vanguard Energy Partners, LLC | 60474 | IPP Non-CHP | PJM Interconnection, LLC | PJM | RFC | NYUP | NPCC Upstate NY | PJM | 34 | 003 | Bergen | 41.0791 | -74.15 |  | 2 | 2 | SUN | SOLAR |  | 0.17671 | 1 | [9 empty] | 13688 | 7186 | 1548 | 813
7367 | 2021 | NJ | Bernards Solar | 60437 | Jersey Central Power & Lt Co | 9726 | NJR Clean Energy Ventures Corporation | 56990 | IPP Non-CHP | PJM Interconnection, LLC | PJM | RFC | RFCE | RFC East | PJM | 34 | 035 | Somerset | 40.7027 | -74.5816 |  | 1 | 1 | SUN | SOLAR |  | 0.17552 | 2.9 | [9 empty] | 39429 | 20700 | 4459 | 2341
7368 | 2021 | NJ | Berry Plastics Solar | 59097 | Jersey Central Power & Lt Co | 9726 | Goldman Sachs Renewable Power LLC | 61944 | IPP Non-CHP | PJM Interconnection, LLC | PJM | RFC | RFCE | RFC East | PJM | 34 | 041 | Warren | 40.6983 | -75.1519 |  | 1 | 1 | SUN | SOLAR |  | 0.12735 | 9.8 | [9 empty] | 96682 | 50757 | 10933 | 5740
7369 | 2021 | NJ | BJ's Wholesale Club Inc Dist Center | 60227 | Public Service Elec & Gas Co | 15477 | Tesla Inc. | 60947 | IPP Non-CHP | PJM Interconnection, LLC | PJM | NPCC | RFCE | RFC East | PJM | 34 | 005 | Burlington | 40.0985 | -74.8259 |  | 1 | 1 | SUN | SOLAR |  | 0.18004 | 1.4 | [9 empty] | 19526 | 10251 | 2208 | 1159
7370 | 2021 | NJ | BlackRock-Matrix | 57727 | Public Service Elec & Gas Co | 15477 | Public Service Elec & Gas Co | 15477 | Electric Utility | PJM Interconnection, LLC | PJM | RFC | RFCE | RFC East | PJM | 34 | 023 | Middlesex | 40.3622 | -74.4797 |  | 1 | 1 | SUN | SOLAR |  | 0.15553 | 2.5 | [9 empty] | 30119 | 15812 | 3406 | 1788
7371 | 2021 | NJ | BNB Camden Solar | 61893 | Public Service Elec & Gas Co | 15477 | BNB Camden Solar LLC | 61508 | IPP Non-CHP | PJM Interconnection, LLC | PJM | RFC | RFCE | RFC East | PJM | 34 | 007 | Camden | 39.939 | -75.108 |  | 2 | 2 | SUN | SOLAR |  | 0.15571 | 3.7 | [9 empty] | 44631 | 23431 | 5047 | 2650
7372 | 2021 | NJ | Bordentown Solar | 60734 | Public Service Elec & Gas Co | 15477 | Goldman Sachs Renewable Power LLC | 61944 | IPP Non-CHP | PJM Interconnection, LLC | PJM | RFC | RFCE | RFC East | PJM | 34 | 005 | Burlington | 40.0389 | -74.7766 |  | 1 | 1 | SUN | SOLAR |  | 0.166 | 6.8 | [9 empty] | 87440 | 47239 | 9888 | 5342
7373 | 2021 | NJ | Brickyard Solar | 60733 | Jersey Central Power & Lt Co | 9726 | Goldman Sachs Renewable Power LLC | 61944 | IPP Non-CHP | PJM Interconnection, LLC | PJM | RFC | RFCE | RFC East | PJM | 34 | 025 | Monmouth | 40.1894 | -74.1545 |  | 1 | 1 | SUN | SOLAR |  | 0.14041 | 1.5 | [9 empty] | 16316 | 8566 | 1845 | 969
7374 | 2021 | NJ | Bridgeport Disposal Solar Farm | 59166 | Atlantic City Electric Co | 963 | Bridgeport Disposal LLC | 58977 | Commercial Non-CHP | PJM Interconnection, LLC | PJM | RFC | RFCE | RFC East | PJM | 34 | 015 | Gloucester | 39.7875 | -75.3508 |  | 1 | 1 | SUN | SOLAR |  | 0.16419 | 1.2 | [9 empty] | 15258 | 8010 | 1726 | 906
7375 | 2021 | NJ | Bristol Myers Squibb Lawrenceville | 58947 | Public Service Elec & Gas Co | 15477 | Bristol-Myers Squibb Co | 2265 | IPP CHP | PJM Interconnection, LLC | PJM | RFC | RFCE | RFC East | PJM | 34 | 021 | Mercer | 40.3247 | -74.7078 |  | 3 | 3 | NG | GAS |  | 0.3188 | 11.1 | 0.802 |  | Yes | 34300 | 3.085 | 0.80441 |  | 333200.767 | 167831.13 | 333200.767 | 167831.13 | 30999 | 15613 | 51.897 | 26.108 | 0.547 | 19476.171 | 735.356 | 73.652 | 19496.337 |  | 3.348 | 3.344 | 0.035 | 1256.568 | 0.024 | 0.002 | 1257.869
7376 | 2021 | NJ | Bristol Myers Squibb New Brunswick | 54829 | Public Service Elec & Gas Co | 15477 | Bristol-Myers Squibb Co | 2265 | Industrial CHP | PJM Interconnection, LLC | PJM | RFC | RFCE | RFC East | PJM | 34 | 023 | Middlesex | 40.4757 | -74.4462 |  | 2 | 2 | NG | GAS |  | 0.61781 | 10.5 | 0.30365 |  | Yes | 439347.2 | 0.441 | 0.37051 |  | 306343.883 | 137416.858 | 306343.883 | 137416.858 | 56826 | 26837 | 47.573 | 21.331 | 0.49 | 17904.124 | 675.373 | 67.537 | 17922.629 |  | 1.674 | 1.59 | 0.017 | 630.138 | 0.012 | 0.001 | 630.79
7377 | 2021 | NJ | Burlington Coat Factory Solar | 62712 | Public Service Elec & Gas Co | 15477 | DG Northeast Solar II, LLC | 62155 | IPP Non-CHP | PJM Interconnection, LLC | PJM | NPCC | RFCE | RFC East | PJM | 34 | 005 | Burlington | 40.0928 | -74.8077 |  | 1 | 1 | SUN | SOLAR |  | 0.20359 | 2.6 | [9 empty] | 41005 | 21527 | 4637 | 2434
7378 | 2021 | NJ | Burlington Generating Station | 2399 | Public Service Elec & Gas Co | 15477 | PSEG Fossil LLC | 15147 | IPP Non-CHP | PJM Interconnection, LLC | PJM | RFC | RFCE | RFC East | PJM | 34 | 005 | Burlington | 40.0766 | -74.8792 | Yes | 4 | 4 | NG | GAS |  | 0.00854 | 242 | 1 | [6 empty] | 174580.299 | 146439.208 | 174580.299 | 146439.208 | 18094 | 15177 | 8.193 | 6.587 | 0.053 | 10381.351 | 410.32 | 41.24 | 10392.625 |  | 0.906 | 0.868 | 0.006 | 1147.491 | 0.023 | 0.002 | 1148.737
7379 | 2021 | NJ | Caldwell Wastewater Treatment Plant Hybrid | 62027 | Public Service Elec & Gas Co | 15477 | Caldwell Wastewater Treatment Plant | 61597 | IPP Non-CHP | PJM Interconnection, LLC | PJM | RFC | RFCE | RFC East | PJM | 34 | 013 | Essex | 40.8386 | -74.3125 |  | 2 | 2 | SUN | SOLAR |  | 0.06299 | 1.7 | [9 empty] | 8295 | 4355 | 938 | 492
7380 | 2021 | NJ | Calpine Vineland Solar LLC | 57081 | City of Vineland - (NJ) | 19856 | Calpine Vineland Solar LLC | 56610 | IPP Non-CHP | PJM Interconnection, LLC | PJM | RFC | RFCE | RFC East | PJM | 34 | 011 | Cumberland | 39.4636 | -75.0667 |  | 2 | 2 | SUN | SOLAR |  | 0.15286 | 4.1 | [9 empty] | 48548 | 25488 | 5490 | 2882
7381 | 2021 | NJ | Camden Plant Holding, LLC | 10751 | Public Service Elec & Gas Co | 15477 | Camden Plant Holdings LLC | 63360 | IPP Non-CHP | PJM Interconnection, LLC | PJM | RFC | RFCE | RFC East | PJM | 34 | 007 | Camden | 39.9175 | -75.1192 | Yes | 1 | 2 | NG | GAS |  | 0.05039 | 172.9 | 1 |  | Yes | 0 |  | 1 |  | 746861.564 | 576625.554 | 746861.564 | 576625.554 | 76318 | 58434 | 15.78 | 12.493 | 0.224 | 44383.7 | 1564.836 | 156.484 | 44426.577 |  | 0.414 | 0.428 | 0.006 | 1163.125 | 0.021 | 0.002 | 1164.249
7382 | 2021 | NJ | Camden Resource Recovery Facility | 10435 | Public Service Elec & Gas Co | 15477 | Covanta Camden Energy Recovery Center | 49966 | IPP Non-CHP | PJM Interconnection, LLC | PJM | RFC | RFCE | RFC East | PJM | 34 | 007 | Camden | 39.9092 | -75.1169 |  | 3 | 2 | MSW | BIOMASS |  | 0.53971 | 35 | 0.43381 | Yes | Yes | 0 |  | 1 |  | 3637803.552 | 1590700.965 | 3637803.552 | 1590700.965 | 165476 | 71269 | 369.044 | 161.08 | 336.102 | 200036.755 | 256640.505 | 33684.066 | 208263.687 |  | 4.46 | 4.52 | 4.062 | 2417.713 | 1.551 | 0.204 | 2517.147
7383 | 2021 | NJ | Campus Drive Solar | 63334 | Public Service Elec & Gas Co | 15477 | NJR Clean Energy Ventures Corporation | 56990 | IPP Non-CHP | PJM Interconnection, LLC | PJM | RFC | RFCE | RFC East | PJM | 34 | 005 | Burlington | 40.0562 | -74.8809 |  | 1 | 1 | SUN | SOLAR |  | 0.18462 | 3.7 | [9 empty] | 52916 | 27781 | 5984 | 3142
7384 | 2021 | NJ | Carlls Corner Energy Center | 2379 | Atlantic City Electric Co | 963 | Calpine New Jersey Generation LLC | 56606 | IPP Non-CHP | PJM Interconnection, LLC | PJM | RFC | RFCE | RFC East | PJM | 34 | 011 | Cumberland | 39.4547 | -75.2014 | Yes | 2 | 2 | NG | GAS |  | 0.00683 | 83.8 | 1 | [6 empty] | 140046.1 | 120917.5 | 140046.1 | 120917.5 | 5014 | 2526 | 49.017 | 42.322 | 0.042 | 8320.7 | 186.084 | 18.608 | 8325.799 |  | 19.552 | 33.509 | 0.017 | 3318.987 | 0.037 | 0.004 | 3321.021
7385 | 2021 | NJ | Carneys Point | 10566 | Atlantic City Electric Co | 963 | US Operating Services Company | 14932 | IPP CHP | PJM Interconnection, LLC | PJM | RFC | RFCE | RFC East | PJM | 34 | 033 | Salem | 39.6935 | -75.4858 | Yes | 2 | 1 | BIT | COAL | Yes | 0.18977 | 285 | 1 |  | Yes | 847860.8 | 1.907 | 0.71774 |  | 5301615.131 | 2205104.12 | 5301615.131 | 2205104.12 | 473773 | 210102 | 326.834 | 129.502 | 342.44 | 543661.515 | 100422.151 | 14634.998 | 547097.407 |  | 1.38 | 1.233 | 1.446 | 2295.03 | 0.212 | 0.031 | 2309.534
7386 | 2021 | NJ | Carrier Clinic | 59297 | Public Service Elec & Gas Co | 15477 | Sunlight General Solar Fund II, LLC | 59100 | IPP Non-CHP | PJM Interconnection, LLC | PJM | RFC | RFCE | RFC East | PJM | 34 | 035 | Somerset | 40.47 | -74.685 |  | 1 | 1 | SUN | SOLAR |  | 0.13798 | 1.5 | [9 empty] | 16033 | 8418 | 1813 | 952
7387 | 2021 | NJ | Cascades | 64380 | Public Service Elec & Gas Co | 15477 | Greenbacker Renewable Energy Corporation | 60025 | IPP Non-CHP | PJM Interconnection, LLC | PJM | RFC | RFCE | RFC East | PJM | 34 | 023 | Middlesex | 40.5588 | -74.4565 |  | 1 | 1 | SUN | SOLAR |  | 0.09035 | 2 | [9 empty] | 13999 | 9052 | 1583 | 1024
7388 | 2021 | NJ | CCG Marketing | 62616 | Public Service Elec & Gas Co | 15477 | EnterSolar | 62067 | IPP Non-CHP | PJM Interconnection, LLC | PJM | RFC | RFCE | RFC East | PJM | 34 | 013 | Essex | 40.8593 | -74.303 |  | 1 | 1 | SUN | SOLAR |  | 0.16728 | 1.5 | [9 empty] | 19439 | 10205 | 2198 | 1154
7389 | 2021 | NJ | CCMUA | 59248 | Public Service Elec & Gas Co | 15477 | Camden Solar Center, LLC | 59063 | IPP Non-CHP | PJM Interconnection, LLC | PJM | RFC | RFCE | RFC East | PJM | 34 | 007 | Camden | 39.9231 | -75.1275 |  | 1 | 1 | SUN | SOLAR |  | 0 | 1.5 | [11 empty] | 0 | 0
7390 | 2021 | NJ | CCUA Solar | 63971 | Atlantic City Electric Co | 963 | CCUA Solar, LLC | 63625 | IPP Non-CHP | PJM Interconnection, LLC | PJM | RFC | RFCE | RFC East | PJM | 34 | 011 | Cumberland | 39.4153 | -75.2357 |  | 1 | 1 | SUN | SOLAR |  | 0.18234 | 1.5 | [9 empty] | 21189 | 13020 | 2396 | 1472
7391 | 2021 | NJ | Cedar Branch | 60266 | Atlantic City Electric Co | 963 | NJR Clean Energy Ventures Corporation | 56990 | IPP Non-CHP | PJM Interconnection, LLC | PJM | RFC | RFCE | RFC East | PJM | 34 | 001 | Atlantic | 39.5033 | -74.9645 |  | 1 | 1 | SUN | SOLAR |  | 0.18641 | 6.1 | [9 empty] | 88086 | 46244 | 9961 | 5229
7392 | 2021 | NJ | Cedar Creek | 65623 | Atlantic City Electric Co | 963 | Conductive Power | 63466 | IPP Non-CHP | PJM Interconnection, LLC | PJM | RFC | RFCE | RFC East | PJM | 34 | 001 | Atlantic | 39.551 | -74.627 |  | 1 | 1 | SUN | SOLAR |  | 0.08412 | 1.6 | [9 empty] | 10427 | 7713 | 1179 | 872
7393 | 2021 | NJ | CentraState Medical Center PV Facility | 59630 | Jersey Central Power & Lt Co | 9726 | CleanCapital | 62060 | Commercial Non-CHP | PJM Interconnection, LLC | PJM | RFC | RFCE | RFC East | PJM | 34 | 025 | Monmouth | 40.2361 | -74.3214 |  | 1 | 1 | SUN | SOLAR |  | 0.15769 | 5.2 | [9 empty] | 63521 | 33348 | 7183 | 3771
7394 | 2021 | NJ | CES Cherry Hill Solar | 60201 | Pacific Gas & Electric Co | 14328 | Consolidated Edison Solutions Inc | 57365 | IPP Non-CHP | PJM Interconnection, LLC | PJM | NPCC | RFCE | RFC East | PJM | 34 | 007 | Camden | 39.9419 | -75.0262 |  | 1 | 1 | SUN | SOLAR |  | 0.16505 | 1.2 | [9 empty] | 15345 | 8055 | 1735 | 911
7395 | 2021 | NJ | Chanel Piscataway Rooftop | 63355 | Public Service Elec & Gas Co | 15477 | EnterSolar | 62067 | IPP Non-CHP | PJM Interconnection, LLC | PJM | RFC | RFCE | RFC East | PJM | 34 | 023 | Middlesex | 40.5503 | -74.483 |  | 1 | 1 | SUN | SOLAR |  | 0.25188 | 1.4 | [9 empty] | 27316 | 14341 | 3089 | 1622
7396 | 2021 | NJ | Cherry Hill | 57734 | Public Service Elec & Gas Co | 15477 | NFI Solar LLC | 57049 | IPP Non-CHP | PJM Interconnection, LLC | PJM | RFC | RFCE | RFC East | PJM | 34 | 007 | Camden | 39.8761 | -75.0086 |  | 1 | 1 | SUN | SOLAR |  | 0.15037 | 1.1 | [9 empty] | 12815 | 6728 | 1449 | 761
7397 | 2021 | NJ | Christmas Tree Shops DC Burlington NJ | 58094 | Public Service Elec & Gas Co | 15477 | Bed Bath & Beyond | 57474 | IPP Non-CHP | PJM Interconnection, LLC | PJM | RFC | RFCE | RFC East | PJM | 34 | 005 | Burlington | 40.1042 | -74.8128 |  | 1 | 1 | SUN | SOLAR |  |  | 2.1
7398 | 2021 | NJ | Cinnaminson Landfill Solar | 65465 | Public Service Elec & Gas Co | 15477 | Public Service Elec & Gas Co | 15477 | Electric Utility | PJM Interconnection, LLC | PJM | RFC | RFCE | RFC East | PJM | 34 | 005 | Burlington | 40.0158 | -74.9835 |  | 1 | 1 | SUN | SOLAR |  | 0.19586 | 10 | [9 empty] | 151720 | 79653 | 17157 | 9007
7399 | 2021 | NJ | Cinnamon Bay Edgeboro Landfill | 58208 | City of Murfreesboro | 13119 | Cinnamon Bay LLC | 58179 | IPP Non-CHP | PJM Interconnection, LLC | PJM | RFC | RFCE | RFC East | PJM | 34 | 023 | Middlesex | 40.4653 | -74.3939 |  | 1 | 1 | LFG | BIOMASS |  | 0.26109 | 9.6 | 0.89818 | Yes | [5 empty] | 427798 | 190420 | 427798 | 190420 | 21957 | 9773 | 0 | 0 | 4.26 | 11016.451 | 382.476 | 38.248 | 11026.931 |  | 0 | 0 | 0.388 | 1003.457 | 0.017 | 0.002 | 1004.411
7400 | 2021 | NJ | CIP II/AR Bridgewater Holdings - NJCOE | 10122 | Jersey Central Power & Lt Co | 9726 | COE Bridgewater LLC c/o Thor Equities, LLC | 62860 | Commercial CHP | PJM Interconnection, LLC | PJM | RFC | RFCE | RFC East | PJM | 34 | 035 | Somerset | 40.624 | -74.634 |  | 1 | 1 | NG | GAS |  | 0.58176 | 5 | 0.36374 |  | Yes | 231049.6 | 0.376 | 0.33416 |  | 134516.457 | 64908.743 | 134516.457 | 64908.743 | 25481 | 12718 | 22.654 | 10.932 | 0.215 | 7861.751 | 296.583 | 29.662 | 7869.878 |  | 1.778 | 1.719 | 0.017 | 617.068 | 0.012 | 0.001 | 617.706
7401 | 2021 | NJ | Clayville | 58235 | Atlantic City Electric Co | 963 | City of Vineland - (NJ) | 19856 | Electric Utility | PJM Interconnection, LLC | PJM | RFC | RFCE | RFC East | PJM | 34 | 011 | Cumberland | 39.4244 | -75.02 | Yes | 1 | 1 | NG | GAS |  | 0.08462 | 73 | 1 | [6 empty] | 528559.715 | 379003.818 | 528559.715 | 379003.818 | 54110 | 38800 | 3.575 | 2.424 | 0.159 | 31411.594 | 1242.696 | 124.27 | 31445.644 |  | 0.132 | 0.125 | 0.006 | 1161.027 | 0.023 | 0.002 | 1162.286
7402 | 2021 | NJ | College of New Jersey | 58165 | Public Service Elec & Gas Co | 15477 | The College of New Jersey | 58137 | Commercial CHP | PJM Interconnection, LLC | PJM | RFC | RFCE | RFC East | PJM | 34 | 021 | Mercer | 40.2694 | -74.7733 |  | 1 | 1 | NG | GAS |  | 0.58784 | 6.2 | 0.35359 |  | Yes | 197851.2 | 0.551 | 0.42341 |  | 167898.253 | 84586.783 | 167898.253 | 84586.783 | 31927 | 16085 | 227.815 | 114.773 | 0.268 | 9812.734 | 370.153 | 37.015 | 9822.877 |  | 14.271 | 14.271 | 0.017 | 614.698 | 0.012 | 0.001 | 615.334
7403 | 2021 | NJ | Colonial Pipeline Allentown Chesterfield | 63356 | Public Service Elec & Gas Co | 15477 | EnterSolar | 62067 | IPP Non-CHP | PJM Interconnection, LLC | PJM | RFC | RFCE | RFC East | PJM | 34 | 005 | Burlington | 40.1523 | -74.6578 |  | 1 | 1 | SUN | SOLAR |  | 0.17892 | 1.9 | [9 empty] | 26334 | 13825 | 2978 | 1563
7404 | 2021 | NJ | Colonial Pipeline Woodbury West Deptford | 63357 | Public Service Elec & Gas Co | 15477 | EnterSolar | 62067 | IPP Non-CHP | PJM Interconnection, LLC | PJM | RFC | RFCE | RFC East | PJM | 34 | 015 | Gloucester | 39.8173 | -75.1969 |  | 1 | 1 | SUN | SOLAR |  | 0.1799 | 3.7 | [9 empty] | 51563 | 27071 | 5831 | 3061
7405 | 2021 | NJ | Community Foodbank of NJ | 60776 | Public Service Elec & Gas Co | 15477 | Community Foodbank of NJ | 60462 | IPP Non-CHP | PJM Interconnection, LLC | PJM | RFC | RFCE | RFC East | PJM | 34 | 039 | Union | 40.6973 | -74.2122 |  | 1 | 1 | SUN | SOLAR |  | 0.09018 | 1 | [9 empty] | 6985 | 3667 | 790 | 415
7406 | 2021 | NJ | Connell East LLC | 62598 | Public Service Elec & Gas Co | 15477 | Connell East LLC. | 62095 | Commercial Non-CHP | PJM Interconnection, LLC | PJM | RFC | RFCE | RFC East | PJM | 34 | 039 | Union | 40.667 | -74.4078 |  | 1 | 1 | SUN | SOLAR |  | 0.11986 | 1.4 | [9 empty] | 12998 | 6823 | 1470 | 772
7407 | 2021 | NJ | Constellation New Energy Inc | 58029 | Public Service Elec & Gas Co | 15477 | Constellation Solar Federal LLC | 57311 | IPP Non-CHP | PJM Interconnection, LLC | PJM | RFC | RFCE | RFC East | PJM | 34 | 005 | Burlington | 39.9289 | -74.8181 |  | 1 | 1 | SUN | SOLAR |  | 0.1729 | 3.9 | [9 empty] | 52236 | 27423 | 5907 | 3101
7408 | 2021 | NJ | Cornerstone Power Holmdel LLC | 58536 | Jersey Central Power & Lt Co | 9726 | OCI Solar Power | 58489 | IPP Non-CHP | PJM Interconnection, LLC | PJM | RFC | RFCE | RFC East | PJM | 34 | 025 | Monmouth | 40.3522 | -74.1878 |  | 1 | 1 | SUN | SOLAR |  | 0.12511 | 3 | [9 empty] | 29076 | 15264 | 3288 | 1726
7409 | 2021 | NJ | Cornerstone Power Vineland I LLC | 58512 | City of Vineland - (NJ) | 19856 | Altus Power America Management, LLC | 60281 | IPP Non-CHP | PJM Interconnection, LLC | PJM | RFC | RFCE | RFC East | PJM | 34 | 011 | Cumberland | 39.4397 | -75.0439 |  | 1 | 1 | SUN | SOLAR |  | 0.18596 | 3.1 | [9 empty] | 44658 | 23445 | 5050 | 2651
7410 | 2021 | NJ | Corning Pharmaceutical Glass | 58359 | City of Vineland - (NJ) | 19856 | CVI CleanCapital Solar 4 LLC | 63068 | Commercial Non-CHP | PJM Interconnection, LLC | PJM | RFC | RFCE | RFC East | PJM | 34 | 011 | Cumberland | 39.4967 | -75.0186 |  | 1 | 1 | SUN | SOLAR |  | 0.15704 | 2.3 | [9 empty] | 27980 | 14688 | 3164 | 1661
7411 | 2021 | NJ | County College of Morris | 58881 | Jersey Central Power & Lt Co | 9726 | Sunlight General Morris Solar LLC | 58753 | Commercial Non-CHP | PJM Interconnection, LLC | PJM | RFC | RFCE | RFC East | PJM | 34 | 027 | Morris | 40.8567 | -74.5814 |  | 1 | 1 | SUN | SOLAR |  | 0.15254 | 2.9 | [9 empty] | 34267 | 17990 | 3875 | 2034
7412 | 2021 | NJ | Covanta Essex Company | 10643 | Public Service Elec & Gas Co | 15477 | Covanta Essex Company | 542 | IPP Non-CHP | PJM Interconnection, LLC | PJM | RFC | RFCE | RFC East | PJM | 34 | 013 | Essex | 40.7376 | -74.1255 |  | 3 | 2 | MSW | BIOMASS |  | 0.79679 | 69.8 | 0.0053436 | Yes | Yes | 0 |  | 1 |  | 9564862.681 | 4030795.914 | 9564862.681 | 4030795.914 | 487198 | 201565 | 747.906 | 309.703 | 126.83 | 525962.989 | 674784.388 | 88565.451 | 547594.046 |  | 3.07 | 3.073 | 0.521 | 2159.134 | 1.385 | 0.182 | 2247.932
7413 | 2021 | NJ | Cranbury | 59446 | Public Service Elec & Gas Co | 15477 | RE Cranbury Solar 1, LLC | 59214 | IPP Non-CHP | PJM Interconnection, LLC | PJM | RFC | RFCE | RFC East | PJM | 34 | 023 | Middlesex | 40.3147 | -74.4992 |  | 1 | 1 | SUN | SOLAR |  | 0.14957 | 5 | [9 empty] | 57931 | 30414 | 6551 | 3439
7414 | 2021 | NJ | Cumberland County Solid Waste Complex | 56884 | Atlantic City Electric Co | 963 | EPP Renewable Energy | 57249 | IPP Non-CHP | PJM Interconnection, LLC | PJM | RFC | RFCE | RFC East | PJM | 34 | 011 | Cumberland | 39.4494 | -75.0928 |  | 3 | 3 | LFG | BIOMASS |  | 0.42185 | 4.8 | 0.63025 | Yes | [5 empty] | 228132 | 92411.001 | 228132 | 92411.001 | 17738.001 | 7185 | 0 | 0 | 3.821 | 0 | 0 | 0 | 0 |  | 0 | 0 | 0.431 | 0 | 0 | 0 | 0
7415 | 2021 | NJ | Cumberland Energy Center | 5083 | Atlantic City Electric Co | 963 | Calpine New Jersey Generation LLC | 56606 | IPP Non-CHP | PJM Interconnection, LLC | PJM | RFC | RFCE | RFC East | PJM | 34 | 011 | Cumberland | 39.3757 | -74.9654 | Yes | 2 | 2 | NG | GAS |  | 0.02975 | 231.2 | 1 | [6 empty] | 586161.276 | 370248.348 | 586161.276 | 370248.348 | 60253 | 38059 | 7.04 | 4.272 | 0.176 | 34874.322 | 1384.407 | 139.583 | 34912.425 |  | 0.234 | 0.224 | 0.006 | 1157.596 | 0.023 | 0.002 | 1158.861
7416 | 2021 | NJ | Day Four Solar LLC | 62905 | Jersey Central Power & Lt Co | 9726 | Altus Power America Management, LLC | 60281 | IPP Non-CHP | PJM Interconnection, LLC | PJM | RFC | RFCE | RFC East | PJM | 34 | 005 | Burlington | 40.053 | -74.556 |  | 1 | 1 | SUN | SOLAR |  | 0.19614 | 4.5 | [9 empty] | 68374 | 35897 | 7732 | 4059
7417 | 2021 | NJ | DCO Burlington | 63492 | Public Service Elec & Gas Co | 15477 | DCO Burlington | 63218 | Industrial CHP | PJM Interconnection, LLC | PJM | RFC | RFCE | RFC East | PJM | 34 | 005 | Burlington | 40.1083 | -74.8264 |  | 1 | 1 | NG | GAS |  | 0.51778 | 3.5 | 0.47037 |  | Yes | 0 |  | 1 |  | 161845 | 81537 | 161845 | 81537 | 15875 | 7998 | 21.579 | 10.872 | 0.259 | 9458.955 | 356.807 | 35.681 | 9468.732 |  | 2.719 | 2.719 | 0.033 | 1191.679 | 0.022 | 0.002 | 1192.911
7418 | 2021 | NJ | Delanco | 64411 | Public Service Elec & Gas Co | 15477 | Delanco Coopertown Rd Solar 2, LLC | 64052 | IPP Non-CHP | PJM Interconnection, LLC | PJM | RFC | RFCE | RFC East | PJM | 34 | 005 | Burlington | 40.0494 | -74.9353 |  | 1 | 1 | SUN | SOLAR |  | 0.11444 | 2.4 | [9 empty] | 21277 | 15739 | 2406 | 1780
7419 | 2021 | NJ | Delilah Road Landfill | 58951 | Atlantic City Electric Co | 963 | CVI CleanCapital Solar 5 LLC | 63069 | IPP Non-CHP | PJM Interconnection, LLC | PJM | RFC | RFCE | RFC East | PJM | 34 | 001 | Atlantic | 39.4161 | -74.5439 |  | 1 | 1 | SUN | SOLAR |  | 0.19476 | 8.5 | [9 empty] | 128240 | 67325 | 14502 | 7613
7420 | 2021 | NJ | Deutsche Bank- Piscataway Solar | 60803 | Public Service Elec & Gas Co | 15477 | Deutsche Bank | 60960 | IPP Non-CHP | PJM Interconnection, LLC | PJM | RFC | RFCE | RFC East | PJM | 34 | 023 | Middlesex | 40.5458 | -74.4964 |  | 1 | 1 | SUN | SOLAR |  | 0.11187 | 1 | [9 empty] | 8667 | 4551 | 980 | 514
7421 | 2021 | NJ | DG Amaze ACY1 | 63286 | Public Service Elec & Gas Co | 15477 | DG Amaze New Jersey, LLC | 63071 | IPP Non-CHP | PJM Interconnection, LLC | PJM | RFC | RFCE | RFC East | PJM | 34 | 015 | Gloucester | 39.8229 | -75.2163 |  | 1 | 1 | SUN | SOLAR |  | 0.02517 | 3.8 | [9 empty] | 7410 | 3890 | 838 | 440
7422 | 2021 | NJ | DG Camden LLC Holtec | 61515 | Public Service Elec & Gas Co | 15477 | DG Camden, LLC | 61113 | IPP Non-CHP | PJM Interconnection, LLC | PJM | RFC | RFCE | RFC East | PJM | 34 | 007 | Camden | 39.911 | -75.1186 |  | 1 | 1 | SUN | SOLAR |  | 0.20128 | 2.2 | [9 empty] | 34301 | 18008 | 3879 | 2036
7423 | 2021 | NJ | DG Florham Park Solar LLC | 62586 | Jersey Central Power & Lt Co | 9726 | DG Florham Park Solar LLC | 62084 | IPP Non-CHP | PJM Interconnection, LLC | PJM | RFC | RFCE | RFC East | PJM | 34 | 027 | Morris | 40.7778 | -74.4272 |  | 1 | 1 | SUN | SOLAR |  | 0.16393 | 2 | [9 empty] | 25397 | 13333 | 2872 | 1508
7424 | 2021 | NJ | DG Infineum | 62958 | PSEG Energy Resources and Trade | 55897 | DG Linden New Jersey LLC | 62801 | IPP Non-CHP | PJM Interconnection, LLC | PJM | RFC | RFCE | RFC East | PJM | 34 | 039 | Union | 40.6402 | -74.2349 |  | 1 | 1 | SUN | SOLAR |  | 0.16159 | 2 | [9 empty] | 25034 | 13142 | 2831 | 1486
7425 | 2021 | NJ | DG Iron Mountain | 62957 | Public Service Elec & Gas Co | 15477 | DG Edison New Jersey LLC | 62800 | IPP Non-CHP | PJM Interconnection, LLC | PJM | RFC | RFCE | RFC East | PJM | 34 | 023 | Middlesex | 40.5213 | -74.3474 |  | 1 | 1 | SUN | SOLAR |  | 0.15026 | 5.4 | [9 empty] | 62856 | 33000 | 7108 | 3732
7426 | 2021 | NJ | DG New Jersey Solar RLS Logistics | 61507 | Atlantic City Electric Co | 963 | DG New Jersey Solar, LLC | 61111 | IPP Non-CHP | PJM Interconnection, LLC | PJM | RFC | RFCE | RFC East | PJM | 34 | 015 | Gloucester | 39.5752 | -75.0141 |  | 1 | 1 | SUN | SOLAR |  | 0.13567 | 4 | [9 empty] | 42039 | 22070 | 4754 | 2496
7427 | 2021 | NJ | Dix Solar, L.L.C | 61864 | Jersey Central Power &amp; Lt Co | 9726 | Dix Solar, L.L.C | 61483 | IPP Non-CHP | PJM Interconnection, LLC | PJM | RFC | RFCE | RFC East | PJM | 34 | 005 | Burlington | 39.9774 | -74.6219 |  | 1 | 1 | SUN | SOLAR |  | 0.18054 | 13 | [9 empty] | 181812 | 95450 | 20560 | 10794
7428 | 2021 | NJ | Dow Jones South Brunswick Solar | 57397 | Public Service Elec & Gas Co | 15477 | Dow Jones & Co | 56728 | IPP Non-CHP | PJM Interconnection, LLC | PJM | RFC | RFCE | RFC East | PJM | 34 | 023 | Middlesex | 40.3698 | -74.5868 |  | 2 | 2 | SUN | SOLAR |  | 0.14755 | 3.6 | [9 empty] | 41144 | 21601 | 4653 | 2443
7429 | 2021 | NJ | DRPA Lindenwold Station Solar Project | 65658 | Public Service Elec & Gas Co | 15477 | SunPower Capital Services, LLC | 64933 | IPP Non-CHP | PJM Interconnection, LLC | PJM | RFC | RFCE | RFC East | PJM | 34 | 007 | Camden | 39.8317 | -74.9992 |  | 1 | 1 | SUN | SOLAR |  | 0.00453 | 6 | [9 empty] | 2105 | 0 | 238 | 0
7430 | 2021 | NJ | DSM Nutritional Products Solar | 62713 | Jersey Central Power & Lt Co | 9726 | DG Northeast Solar II, LLC | 62155 | IPP Non-CHP | PJM Interconnection, LLC | PJM | NPCC | RFCE | RFC East | PJM | 34 | 041 | Warren | 40.8368 | -75.0655 |  | 1 | 1 | SUN | SOLAR |  | 0.18018 | 10 | [9 empty] | 139580 | 73278 | 15784 | 8287
7431 | 2021 | NJ | DSM Solar | 60739 | Jersey Central Power & Lt Co | 9726 | Goldman Sachs Renewable Power LLC | 61944 | IPP Non-CHP | PJM Interconnection, LLC | PJM | RFC | RFCE | RFC East | PJM | 34 | 041 | Warren | 40.8437 | -75.0652 |  | 1 | 1 | SUN | SOLAR |  | 0.14536 | 4.5 | [9 empty] | 50671 | 26602 | 5730 | 3008
7432 | 2021 | NJ | DTE Atlantic, LLC | 62492 | Atlantic City Electric Co | 963 | DTE Atlantic, LLC | 63875 | IPP Non-CHP | PJM Interconnection, LLC | PJM | RFC | RFCE | RFC East | PJM | 34 | 001 | Atlantic | 39.3733 | -74.4369 |  | 1 | 1 | NG | GAS |  | 0.81893 | 7.5 | 0 | [6 empty] | 868965 | 437786 | 868965 | 437786 | 53804 | 27107 | 139.034 | 70.046 | 1.389 | 50786.25 | 1915.741 | 191.574 | 50838.741 |  | 5.168 | 5.168 | 0.052 | 1887.824 | 0.036 | 0.004 | 1889.776
7433 | 2021 | NJ | E F Kenilworth, Inc. | 10805 | Public Service Elec & Gas Co | 15477 | E F Kenilworth LLC | 5530 | IPP CHP | PJM Interconnection, LLC | PJM | RFC | RFCE | RFC East | PJM | 34 | 039 | Union | 40.6781 | -74.2744 | Yes | 1 | 2 | NG | GAS |  | 0.58357 | 28.8 | 0.36071 |  | Yes | 312862.4 | 1.606 | 0.68168 |  | 1093770.12 | 462433.749 | 1093770.12 | 462433.749 | 147228.54 | 62246.577 | 72.367 | 29.766 | 2.053 | 63924.879 | 2397.719 | 239.772 | 63990.577 |  | 0.983 | 0.956 | 0.028 | 868.376 | 0.016 | 0.002 | 869.269
7434 | 2021 | NJ | Eagle Point Power Generation | 50561 | Public Service Elec & Gas Co | 15477 | Eagle Point Power Generation LLC | 49942 | IPP Non-CHP | PJM Interconnection, LLC | PJM | RFC | RFCE | RFC East | PJM | 34 | 015 | Gloucester | 39.8746 | -75.1592 | Yes | 2 | 4 | NG | GAS |  | 0.08522 | 251.8 | 1 | [6 empty] | 1631211.106 | 1413661.01 | 1631211.106 | 1413661.01 | 187969 | 164960 | 20.872 | 17.165 | 0.49 | 96968.817 | 3893.953 | 390.322 | 97075.649 |  | 0.222 | 0.208 | 0.005 | 1031.753 | 0.021 | 0.002 | 1032.89
7435 | 2021 | NJ | East Amwell | 60327 | Jersey Central Power & Lt Co | 9726 | NJR Clean Energy Ventures Corporation | 56990 | IPP Non-CHP | PJM Interconnection, LLC | PJM | RFC | RFCE | RFC East | PJM | 34 | 019 | Hunterdon | 40.4433 | -74.8764 |  | 1 | 1 | SUN | SOLAR |  | 0.16933 | 1.8 | [9 empty] | 23612 | 12396 | 2670 | 1402
7436 | 2021 | NJ | East Orange Solar | 60727 | Public Service Elec & Gas Co | 15477 | Goldman Sachs Renewable Power LLC | 61944 | IPP Non-CHP | PJM Interconnection, LLC | PJM | RFC | RFCE | RFC East | PJM | 34 | 013 | Essex | 40.7476 | -74.3358 |  | 1 | 1 | SUN | SOLAR |  | 0.155 | 4.5 | [9 empty] | 54031 | 28365 | 6110 | 3208
7437 | 2021 | NJ | EDF Ph1 Toms River | 64327 | Jersey Central Power & Lt Co | 9726 | Goldman Sachs Renewable Power LLC | 61944 | IPP Non-CHP | PJM Interconnection, LLC | PJM | RFC | RFCE | RFC East | PJM | 34 | 029 | Ocean | 39.984 | -74.238 |  | 1 | 1 | SUN | SOLAR |  | 0.12719 | 21.3 | [9 empty] | 209862 | 144617 | 23732 | 16354
7438 | 2021 | NJ | EFS Parlin Holdings, LLC | 50799 | Jersey Central Power & Lt Co | 9726 | Consolidated Edison Energy, Inc. | 61536 | IPP Non-CHP | PJM Interconnection, LLC | PJM | RFC | RFCE | RFC East | PJM | 34 | 023 | Middlesex | 40.4607 | -74.3272 | Yes | 2 | 4 | NG | GAS |  | 0.00766 | 135 | 1 |  | Yes | 0 |  | 1 |  | 92403.093 | 86107.887 | 92403.093 | 86107.887 | 9060 | 8432 | 2.909 | 2.694 | 0.028 | 5491.307 | 203.851 | 20.385 | 5496.893 |  | 0.642 | 0.639 | 0.006 | 1212.209 | 0.023 | 0.002 | 1213.442
7439 | 2021 | NJ | Elmwood Power LLC | 50852 | Public Service Elec & Gas Co | 15477 | Elmwood Park Power LLC | 63363 | IPP Non-CHP | PJM Interconnection, LLC | PJM | RFC | RFCE | RFC East | PJM | 34 | 003 | Bergen | 40.9053 | -74.1304 | Yes | 1 | 2 | NG | GAS |  | 0 | 89.5 | [8 empty] | 0 |  | 0 | 0 | 0
7440 | 2021 | NJ | Engelhard Solar LLC | 59367 | Jersey Central Power & Lt Co | 9726 | SunRay Power LLC | 58258 | IPP Non-CHP | PJM Interconnection, LLC | PJM | NPCC | RFCE | RFC East | PJM | 34 | 023 | Middlesex | 40.33 | -74.4625 |  | 1 | 1 | SUN | SOLAR |  | 0.12372 | 0.8 | [9 empty] | 7666 | 4024 | 867 | 455
7441 | 2021 | NJ | EQX002 Secaucus Rd Fuel Cell | 63702 | Public Service Elec & Gas Co | 15477 | 2016 ESA Project Company, LLC | 62150 | IPP Non-CHP | PJM Interconnection, LLC | PJM | RFC | RFCE | RFC East | PJM | 34 | 017 | Hudson | 40.7754 | -74.0703 |  | 1 | 1 | NG | GAS |  | 0.95145 | 1.5 | 0 | [8 empty] | 88203 | 44437 | 12502 | 6299
7442 | 2021 | NJ | EQX003 Secaucus Rd Fuel Cell | 63703 | Public Service Elec & Gas Co | 15477 | 2016 ESA Project Company, LLC | 62150 | IPP Non-CHP | PJM Interconnection, LLC | PJM | RFC | RFCE | RFC East | PJM | 34 | 017 | Hudson | 40.7785 | -74.0722 |  | 1 | 1 | NG | GAS |  | 0.84441 | 2 | 0 | [8 empty] | 106684 | 53746 | 14794 | 7453
7443 | 2021 | NJ | EQX012 Harz Fuel Cell | 63706 | Public Service Elec & Gas Co | 15477 | 2016 ESA Project Company, LLC | 62150 | IPP Non-CHP | PJM Interconnection, LLC | PJM | RFC | RFCE | RFC East | PJM | 34 | 017 | Hudson | 40.7778 | -74.0759 |  | 1 | 1 | NG | GAS |  | 0.80872 | 2.5 | 0 | [8 empty] | 133306 | 67160 | 17711 | 8923
7444 | 2021 | NJ | Essex | 2401 | Public Service Elec & Gas Co | 15477 | PSEG Fossil LLC | 15147 | IPP Non-CHP | PJM Interconnection, LLC | PJM | RFC | RFCE | RFC East | PJM | 34 | 013 | Essex | 40.7372 | -74.1206 | Yes | 1 | 1 | NG | GAS |  | 0.00405 | 93.6 | 1 | [6 empty] | 52654.317 | 42289.632 | 52654.317 | 42289.632 | 3318 | 2665 | 5.211 | 3.6 | 0.018 | 3133.199 | 114.151 | 11.508 | 3136.341 |  | 3.141 | 2.702 | 0.011 | 1888.607 | 0.034 | 0.003 | 1890.501
7445 | 2021 | NJ | Essex County Correctional Facility Cogen | 63540 | Public Service Elec & Gas Co | 15477 | Essex County Correctional Facility Cogen | 63229 | IPP CHP | PJM Interconnection, LLC | PJM | RFC | RFCE | RFC East | PJM | 34 | 013 | Essex | 40.7205 | -74.1263 |  | 2 | 2 | NG | GAS |  | 0.47977 | 6.2 | 0.53372 |  | Yes | 0 |  | 1 |  | 287799 | 144992 | 287799 | 144992 | 26057 | 13128 | 383.732 | 193.324 | 0.46 | 16820.276 | 634.489 | 63.449 | 16837.661 |  | 29.453 | 29.452 | 0.035 | 1291.037 | 0.024 | 0.002 | 1292.371
7446 | 2021 | NJ | ETS Ewing Solar Facility | 57574 | Public Service Elec & Gas Co | 15477 | Goldman Sachs Renewable Power LLC | 61944 | IPP Non-CHP | PJM Interconnection, LLC | PJM | RFC | RFCE | RFC East | PJM | 34 | 021 | Mercer | 40.2818 | -74.7936 |  | 1 | 1 | SUN | SOLAR |  | 0.13549 | 1.3 | [9 empty] | 13645 | 7163 | 1543 | 810
7447 | 2021 | NJ | FedEx Woodbridge | 57776 | Public Service Elec & Gas Co | 15477 | SSA Solar of NJ LLC | 58316 | IPP Non-CHP | PJM Interconnection, LLC | PJM | RFC | RFCE | RFC East | PJM | 34 | 023 | Middlesex | 40.5064 | -74.3235 |  | 1 | 1 | SUN | SOLAR |  | 0.11695 | 2 | [9 empty] | 18119 | 9512 | 2049 | 1076
7448 | 2021 | NJ | Flemington Solar | 57485 | Jersey Central Power & Lt Co | 9726 | Consolidated Edison Development Inc. | 56769 | IPP Non-CHP | PJM Interconnection, LLC | PJM | RFC | RFCE | RFC East | PJM | 34 | 019 | Hunterdon | 40.4839 | -74.8567 |  | 1 | 1 | SUN | SOLAR |  | 0.16896 | 8 | [9 empty] | 104710 | 54972 | 11841 | 6216
7449 | 2021 | NJ | Florence Solar W3-080, LLC | 60990 | Public Service Elec &amp; Gas Co | 15477 | Altus Power America Management, LLC | 60281 | IPP Non-CHP | PJM Interconnection, LLC | PJM | RFC | RFCE | RFC East | PJM | 34 | 005 | Burlington | 40.0956 | -74.7876 |  | 1 | 1 | SUN | SOLAR |  | 0.16755 | 7.9 | [9 empty] | 102535 | 53830 | 11595 | 6087
7450 | 2021 | NJ | Forked River Power | 7138 | Jersey Central Power & Lt Co | 9726 | Forked River Power, LLC | 61358 | IPP Non-CHP | PJM Interconnection, LLC | PJM | RFC | RFCE | RFC East | PJM | 34 | 029 | Ocean | 39.8154 | -74.2098 | Yes | 2 | 2 | DFO | OIL |  | 0.01209 | 76.8 | 1 | [6 empty] | 119140.8 | 87395.3 | 119140.8 | 87395.3 | 8137 | 5969 | 9.865 | 6.498 | 0.103 | 7086 | 264.905 | 27.45 | 7093.401 |  | 2.425 | 2.177 | 0.025 | 1741.674 | 0.033 | 0.003 | 1743.493
7451 | 2021 | NJ | Frankford Solar | 60732 | Jersey Central Power & Lt Co | 9726 | Goldman Sachs Renewable Power LLC | 61944 | IPP Non-CHP | PJM Interconnection, LLC | PJM | RFC | RFCE | RFC East | PJM | 34 | 037 | Sussex | 41.1666 | -74.7016 |  | 1 | 1 | SUN | SOLAR |  | 0.14132 | 8.2 | [9 empty] | 89763 | 47125 | 10151 | 5329
7452 | 2021 | NJ | Franklin Solar | 63149 | Jersey Central Power & Lt Co | 9726 | NJR Clean Energy Ventures Corporation | 56990 | IPP Non-CHP | PJM Interconnection, LLC | PJM | RFC | RFCE | RFC East | PJM | 34 | 041 | Warren | 40.72 | -75.06 |  | 1 | 1 | SUN | SOLAR |  | 0.16676 | 8.8 | [9 empty] | 113678 | 59681 | 12855 | 6749
7453 | 2021 | NJ | Freeze Solar | 60759 | Jersey Central Power & Lt Co | 9726 | Marina Energy LLC | 56997 | IPP Non-CHP | PJM Interconnection, LLC | PJM | RFC | RFCE | RFC East | PJM | 34 | 023 | Middlesex | 40.3763 | -74.5278 |  | 1 | 1 | SUN | SOLAR |  | 0.15601 | 1.5 | [9 empty] | 18127 | 9517 | 2050 | 1076
7454 | 2021 | NJ | French's Landfill PV | 60994 | First Electric Coop Corp | 6342 | Brick Standard, LLC | 60640 | Commercial Non-CHP | PJM Interconnection, LLC | PJM | RFC | RFCE | RFC East | PJM | 34 | 029 | Ocean | 40.1097 | -74.1302 |  | 1 | 1 | SUN | SOLAR |  | 0.15438 | 5.1 | [9 empty] | 60991 | 32020 | 6897 | 3621
7455 | 2021 | NJ | Frenchtown I Solar | 57486 | Jersey Central Power & Lt Co | 9726 | Consolidated Edison Development Inc. | 56769 | IPP Non-CHP | PJM Interconnection, LLC | PJM | RFC | RFCE | RFC East | PJM | 34 | 019 | Hunterdon | 40.5217 | -75.0122 |  | 1 | 1 | SUN | SOLAR |  | 0.16039 | 3 | [9 empty] | 37274 | 19569 | 4215 | 2213
7456 | 2021 | NJ | Frenchtown II Solar | 57487 | Jersey Central Power & Lt Co | 9726 | Consolidated Edison Development Inc. | 56769 | IPP Non-CHP | PJM Interconnection, LLC | PJM | RFC | RFCE | RFC East | PJM | 34 | 019 | Hunterdon | 40.5144 | -74.9769 |  | 1 | 1 | SUN | SOLAR |  | 0.15434 | 3 | [9 empty] | 35867 | 18829 | 4056 | 2129
7457 | 2021 | NJ | Frenchtown III Solar | 58564 | Jersey Central Power & Lt Co | 9726 | Consolidated Edison Development Inc. | 56769 | IPP Non-CHP | PJM Interconnection, LLC | PJM | NPCC | RFCE | RFC East | PJM | 34 | 019 | Hunterdon | 40.4825 | -75.0181 |  | 1 | 1 | SUN | SOLAR |  | 0.18148 | 7.9 | [9 empty] | 111059 | 58305 | 12559 | 6593
7458 | 2021 | NJ | G&S Wantage Solar LLC | 59366 | Jersey Central Power & Lt Co | 9726 | G&S Operations LLC | 62629 | IPP Non-CHP | PJM Interconnection, LLC | PJM | NPCC | RFCE | RFC East | PJM | 34 | 037 | Sussex | 41.1892 | -74.5917 |  | 1 | 1 | SUN | SOLAR |  | 0.11539 | 8.5 | [9 empty] | 75979 | 39889 | 8592 | 4511
7459 | 2021 | NJ | Galloway Landfill | 63698 | Atlantic City Electric Co | 963 | NJR Clean Energy Ventures Corporation | 56990 | IPP Non-CHP | PJM Interconnection, LLC | PJM | RFC | RFCE | RFC East | PJM | 34 | 025 | Monmouth | 40.1724 | -74.0232 |  | 1 | 1 | SUN | SOLAR |  | 0.19808 | 2.3 | [9 empty] | 35294 | 18528 | 3991 | 2095
7460 | 2021 | NJ | Garfield Solar | 62680 | Public Service Elec & Gas Co | 15477 | NJR Clean Energy Ventures Corporation | 56990 | IPP Non-CHP | PJM Interconnection, LLC | PJM | RFC | RFCE | RFC East | PJM | 34 | 003 | Bergen | 40.8886 | -74.1222 |  | 4 | 4 | SUN | SOLAR |  | 0.15759 | 4.2 | [9 empty] | 51273 | 26918 | 5798 | 3044.001
7461 | 2021 | NJ | Gemini Technologies Services, Inc. Solar | 60804 | Jersey Central Power & Lt Co | 9726 | Gemini Technologies Services, Inc. | 60961 | IPP Non-CHP | PJM Interconnection, LLC | PJM | RFC | RFCE | RFC East | PJM | 34 | 027 | Morris | 40.8484 | -74.4676 |  | 1 | 1 | SUN | SOLAR |  | 0.129 | 1.3 | [9 empty] | 12989 | 6819 | 1469 | 771
7462 | 2021 | NJ | Gilbert Generating Station | 2393 | Jersey Central Power & Lt Co | 9726 | Gilbert Power, LLC | 63033 | IPP Non-CHP | PJM Interconnection, LLC | PJM | RFC | RFCE | RFC East | PJM | 34 | 019 | Hunterdon | 40.5658 | -75.1639 | Yes | 5 | 6 | NG | GAS |  | 0.01534 | 512 | 1 | [6 empty] | 812873.259 | 608108.929 | 812873.259 | 608108.929 | 68804 | 50804 | 15.442 | 10.652 | 0.34 | 48518.027 | 1978.633 | 204.125 | 48573.175 |  | 0.449 | 0.419 | 0.01 | 1410.326 | 0.029 | 0.003 | 1411.929
7463 | 2021 | NJ | Glopak Solar PV Power Plant | 61248 | Public Service Elec & Gas Co | 15477 | Glopak Corporation | 60864 | Industrial Non-CHP | PJM Interconnection, LLC | PJM | RFC | RFCE | RFC East | PJM | 34 | 023 | Middlesex | 40.5754 | -74.3928 |  | 2 | 2 | SUN | SOLAR |  | 0.13299 | 1 | [9 empty] | 10302 | 5409 | 1165 | 612
7464 | 2021 | NJ | Gloucester Community College Solar | 60752 | Atlantic City Electric Co | 963 | Goldman Sachs Renewable Power LLC | 61944 | IPP Non-CHP | PJM Interconnection, LLC | PJM | RFC | RFCE | RFC East | PJM | 34 | 015 | Gloucester | 39.7808 | -75.1229 |  | 1 | 1 | SUN | SOLAR |  | 0.1818 | 2.3 | [9 empty] | 32393 | 17006 | 3663 | 1923
7465 | 2021 | NJ | Goya Foods, Inc- Jersey City Solar | 60839 | Public Service Elec & Gas Co | 15477 | Goya Foods Inc. | 60993 | IPP Non-CHP | PJM Interconnection, LLC | PJM | RFC | RFCE | RFC East | PJM | 34 | 017 | Hudson | 40.7601 | -74.0654 |  | 1 | 1 | SUN | SOLAR |  | 0.17607 | 2.5 | [9 empty] | 34100 | 17902 | 3856 | 2024
7466 | 2021 | NJ | Goya Foods, Inc- Secaucus Solar | 60840 | Public Service Elec & Gas Co | 15477 | Goya Foods Inc. | 60993 | IPP Non-CHP | PJM Interconnection, LLC | PJM | RFC | RFCE | RFC East | PJM | 34 | 017 | Hudson | 40.7731 | -74.0774 |  | 1 | 1 | SUN | SOLAR |  | 0.17516 | 1.6 | [9 empty] | 21709 | 11397 | 2455 | 1289
7467 | 2021 | NJ | Great Falls Hydro Project | 52068 | Public Service Elec & Gas Co | 15477 | Eagle Creek Renewable Energy, LLC | 57280 | IPP Non-CHP | PJM Interconnection, LLC | PJM | RFC | RFCE | RFC East | PJM | 34 | 031 | Passaic | 40.9153 | -74.181 |  | 3 | 3 | WAT | HYDRO |  | 0.16914 | 12.3 | [9 empty] | 161153.001 | 47549.001 | 18224.001 | 5376.999
7468 | 2021 | NJ | GSPP Onyx New Brunswick LLC | 64422 | Public Service Elec & Gas Co | 15477 | Green Street Power Partners | 62719 | IPP Non-CHP | PJM Interconnection, LLC | PJM | RFC | RFCE | RFC East | PJM | 34 | 023 | Middlesex | 40.4807 | -74.4818 |  | 4 | 4 | SUN | SOLAR |  | 0.16044 | 1.1 | [9 empty] | 13671.999 | 7177.001 | 1545.999 | 812.001
7469 | 2021 | NJ | Hall's Warehouse Solar Project | 56877 | Public Service Elec & Gas Co | 15477 | Sunlight General Solar Fund II, LLC | 59100 | IPP Non-CHP | PJM Interconnection, LLC | PJM | RFC | RFCE | RFC East | PJM | 34 | 023 | Middlesex | 40.5737 | -74.3944 |  | 1 | 1 | SUN | SOLAR |  | 0.09689 | 1.6 | [9 empty] | 12008 | 6305 | 1358 | 713
7470 | 2021 | NJ | Hamilton Solar-Crosswicks | 60489 | Public Service Elec & Gas Co | 15477 | Hartz Solar Hamilton, LLC | 60267 | IPP Non-CHP | PJM Interconnection, LLC | PJM | RFC | RFCE | RFC East | PJM | 34 | 021 | Mercer | 40.169 | -74.6301 |  | 2 | 2 | SUN | SOLAR |  | 0.13954 | 7.5 | [9 empty] | 81073 | 42563 | 9168 | 4813
7471 | 2021 | NJ | Hanover | 59628 | Jersey Central Power & Lt Co | 9726 | NJR Clean Energy Ventures Corporation | 56990 | IPP Non-CHP | PJM Interconnection, LLC | PJM | RFC | RFCE | RFC East | PJM | 34 | 005 | Burlington | 40.0653 | -74.5906 |  | 1 | 1 | SUN | SOLAR |  | 0.17091 | 5 | [9 empty] | 66200 | 34755 | 7486 | 3930
7472 | 2021 | NJ | Harmon DC Totowa NJ | 58095 | Public Service Elec & Gas Co | 15477 | Bed Bath & Beyond | 57474 | IPP Non-CHP | PJM Interconnection, LLC | PJM | RFC | RFCE | RFC East | PJM | 34 | 031 | Passaic | 40.9039 | -74.2478 |  | 1 | 1 | SUN | SOLAR |  | 0.13082 | 1.5 | [9 empty] | 15201 | 7980 | 1719 | 902
7473 | 2021 | NJ | Harmony | 59627 | Jersey Central Power & Lt Co | 9726 | NJR Clean Energy Ventures Corporation | 56990 | IPP Non-CHP | PJM Interconnection, LLC | PJM | RFC | RFCE | RFC East | PJM | 34 | 041 | Warren | 40.7553 | -75.171 |  | 1 | 1 | SUN | SOLAR |  | 0.16134 | 3 | [9 empty] | 37492 | 19683 | 4240 | 2226
7474 | 2021 | NJ | Hartz Way | 60501 | Public Service Elec & Gas Co | 15477 | Hartz Solar, LLC | 60268 | Commercial Non-CHP | PJM Interconnection, LLC | PJM | RFC | RFCE | RFC East | PJM | 34 | 017 | Hudson | 40.7828 | -74.0728 |  | 1 | 1 | SUN | SOLAR |  | 0.1339 | 1 | [9 empty] | 10374 | 5446 | 1173 | 616
7475 | 2021 | NJ | Haworth Water Treatment Plant | 56701 | Public Service Elec & Gas Co | 15477 | EPP Renewable Energy | 57249 | IPP Non-CHP | PJM Interconnection, LLC | PJM | RFC | RFCE | RFC East | PJM | 34 | 003 | Bergen | 40.9593 | -74.0151 |  | 6 | 6 | DFO | OIL |  | 0.1215 | 16 | 1 | [6 empty] | 199806 | 100662 | 199806 | 100662 | 17029 | 8579 | 1199.292 | 604.202 | 14.805 | 13997.15 | 440.497 | 44.05 | 14009.22 |  | 140.853 | 140.856 | 1.739 | 1643.919 | 0.026 | 0.003 | 1645.337
7476 | 2021 | NJ | Heller 400M | 62438 | Public Service Elec & Gas Co | 15477 | Marina Energy LLC | 56997 | IPP Non-CHP | PJM Interconnection, LLC | PJM | RFC | RFCE | RFC East | PJM | 34 | 023 | Middlesex | 40.4987 | -74.3878 |  | 3 | 3 | SUN | SOLAR |  | 0.1289 | 1.2 | [9 empty] | 11980.001 | 6289.999 | 1354.999 | 711
7477 | 2021 | NJ | Heller Industrial Parks | 57869 | Public Service Elec & Gas Co | 15477 | Marina Energy LLC | 56997 | IPP Non-CHP | PJM Interconnection, LLC | PJM | RFC | RFCE | RFC East | PJM | 34 | 023 | Middlesex | 40.3739 | -74.4892 |  | 5 | 5 | SUN | SOLAR |  | 0.14096 | 4.6 | [9 empty] | 50229 | 26369.001 | 5680 | 2981.999
7478 | 2021 | NJ | Highland Park Borough Solar | 65468 | Public Service Elec & Gas Co | 15477 | Public Service Elec & Gas Co | 15477 | Electric Utility | PJM Interconnection, LLC | PJM | RFC | RFCE | RFC East | PJM | 34 | 023 | Middlesex | 40.4966 | -74.4175 |  | 2 | 2 | SUN | SOLAR |  | 0.06766 | 1.1 | [9 empty] | 5765 | 3026 | 652 | 342
7479 | 2021 | NJ | Hoffmann LaRoche | 10123 | Public Service Elec & Gas Co | 15477 | PB Nutclif Master, LLC | 60557 | Industrial CHP | PJM Interconnection, LLC | PJM | RFC | RFCE | RFC East | PJM | 34 | 013 | Essex | 40.8359 | -74.155 |  | 2 | 2 | NG | GAS |  | 0.54087 | 10.6 | 0.43188 |  | Yes | 370394.4 | 0.463 | 0.38159 |  | 254515.243 | 131506.773 | 254515.243 | 131506.773 | 50223 | 25508 | 40.605 | 21.041 | 0.406 | 14875.024 | 564.346 | 56.92 | 14890.559 |  | 1.617 | 1.65 | 0.016 | 592.359 | 0.011 | 0.001 | 592.978
7480 | 2021 | NJ | Holland Solar | 60763 | Jersey Central Power & Lt Co | 9726 | Goldman Sachs Renewable Power LLC | 61944 | IPP Non-CHP | PJM Interconnection, LLC | PJM | RFC | RFCE | RFC East | PJM | 34 | 019 | Hunterdon | 40.5997 | -75.1086 |  | 1 | 1 | SUN | SOLAR |  | 0.12234 | 3 | [9 empty] | 28432 | 14927 | 3215 | 1688
7481 | 2021 | NJ | Hopewell Cogeneration NJ | 60933 | Public Service Elec & Gas Co | 15477 | Hopewell Campus Owners LLC | 63953 | Commercial CHP | PJM Interconnection, LLC | PJM | RFC | RFCE | RFC East | PJM | 34 | 021 | Mercer | 40.3483 | -74.7715 |  | 2 | 2 | NG | GAS |  | 0.04298 | 4 | 1 |  | Yes | 0 |  | 1 |  | 16737 | 8433 | 16737 | 8433 | 1506 | 759 | 22.488 | 11.33 | 0.027 | 978.186 | 36.899 | 3.69 | 979.197 |  | 29.865 | 29.855 | 0.036 | 1299.052 | 0.025 | 0.002 | 1300.394
7482 | 2021 | NJ | Hopewell Valley High School Hybrid | 61473 | Public Service Elec & Gas Co | 15477 | Hopewell Valley High School | 61091 | IPP Non-CHP | PJM Interconnection, LLC | PJM | RFC | RFCE | RFC East | PJM | 34 | 021 | Mercer | 40.328 | -74.8049 |  | 2 | 2 | SUN | SOLAR |  | 0.0453 | 1.9 | [9 empty] | 6668 | 3500 | 754 | 396
7483 | 2021 | NJ | Howard M Down | 2434 | City of Vineland - (NJ) | 19856 | City of Vineland - (NJ) | 19856 | Electric Utility | PJM Interconnection, LLC | PJM | RFC | RFCE | RFC East | PJM | 34 | 011 | Cumberland | 39.4889 | -75.0347 | Yes | 1 | 1 | NG | GAS |  | 0.07233 | 68.2 | 1 | [6 empty] | 440403.233 | 311216.282 | 440403.233 | 311216.282 | 43212 | 30865 | 4.368 | 2.481 | 0.132 | 26170.952 | 1017.258 | 101.726 | 26198.825 |  | 0.202 | 0.161 | 0.006 | 1211.282 | 0.024 | 0.002 | 1212.572
7484 | 2021 | NJ | Howell Solar | 60728 | Jersey Central Power & Lt Co | 9726 | Goldman Sachs Renewable Power LLC | 61944 | IPP Non-CHP | PJM Interconnection, LLC | PJM | RFC | RFCE | RFC East | PJM | 34 | 025 | Monmouth | 40.147 | -74.1675 |  | 1 | 1 | SUN | SOLAR |  | 0.1917 | 7 | [9 empty] | 103948 | 53854 | 11755 | 6090
7485 | 2021 | NJ | Hunterdon Health System Solar Project | 62225 | Jersey Central Power & Lt Co | 9726 | NJ Solar 1, LLC | 61740 | IPP Non-CHP | PJM Interconnection, LLC | PJM | RFC | RFCE | RFC East | PJM | 34 | 019 | Hunterdon | 40.652 | -74.908 |  | 1 | 1 | SUN | SOLAR |  | 0.17686 | 1.5 | [9 empty] | 20552 | 10790 | 2324 | 1220
7486 | 2021 | NJ | IFF Hazlet | 60709 | Jersey Central Power & Lt Co | 9726 | Goldman Sachs Renewable Power LLC | 61944 | IPP Non-CHP | PJM Interconnection, LLC | PJM | RFC | RFCE | RFC East | PJM | 34 | 025 | Monmouth | 40.4382 | -74.1601 |  | 1 | 1 | SUN | SOLAR |  | 0.18387 | 3 | [9 empty] | 42729 | 22433 | 4832 | 2537
7487 | 2021 | NJ | IFF Union Beach Project | 62306 | Jersey Central Power & Lt Co | 9726 | NJR Clean Energy Ventures Corporation | 56990 | IPP Non-CHP | PJM Interconnection, LLC | PJM | RFC | RFCE | RFC East | PJM | 34 | 025 | Monmouth | 40.4466 | -74.1546 |  | 1 | 1 | SUN | SOLAR |  | 0.14838 | 5.5 | [9 empty] | 63217 | 33189 | 7149 | 3753
7488 | 2021 | NJ | IGS FE Trenton, LLC | 63626 | Public Service Elec & Gas Co | 15477 | Greenbacker Renewable Energy Corporation | 60025 | IPP Non-CHP | PJM Interconnection, LLC | PJM | RFC | RFCE | RFC East | PJM | 34 | 021 | Mercer | 40.1893 | -74.6568 |  | 1 | 1 | SUN | SOLAR |  | 0.14932 | 1.5 | [9 empty] | 17351 | 9109 | 1962 | 1030
7489 | 2021 | NJ | IGS Solar I - EWR5 | 61359 | Public Service Elec & Gas Co | 15477 | IGS Solar I, LLC | 60994 | IPP Non-CHP | PJM Interconnection, LLC | PJM | RFC | RFCE | RFC East | PJM | 34 | 023 | Middlesex | 40.582 | -74.255 |  | 1 | 1 | SUN | SOLAR |  | 0.09739 | 1.9 | [9 empty] | 14336 | 7527 | 1621 | 851
7490 | 2021 | NJ | IGS Solar I - EWR6 | 61360 | Public Service Elec & Gas Co | 15477 | IGS Solar I, LLC | 60994 | IPP Non-CHP | PJM Interconnection, LLC | PJM | RFC | RFCE | RFC East | PJM | 34 | 023 | Middlesex | 40.583 | -74.257 |  | 1 | 1 | SUN | SOLAR |  | 0.08868 | 1.9 | [9 empty] | 13051 | 6852 | 1476 | 775
7491 | 2021 | NJ | IIV000 Mt Bethel Fuel Cell | 63713 | Jersey Central Power & Lt Co | 9726 | 2016 ESA Project Company, LLC | 62150 | IPP Non-CHP | PJM Interconnection, LLC | PJM | RFC | RFCE | RFC East | PJM | 34 | 035 | Somerset | 40.6325 | -74.5035 |  | 2 | 2 | NG | GAS |  | 0.83505 | 2.6 | 0 | [8 empty] | 142943 | 72014 | 19019 | 9582
7492 | 2021 | NJ | IKEA Westhampton 061 | 58016 | Public Service Elec & Gas Co | 15477 | IKEA Property Inc | 57389 | Commercial Non-CHP | PJM Interconnection, LLC | PJM | RFC | RFCE | RFC East | PJM | 34 | 005 | Burlington | 40.0139 | -74.8536 |  | 1 | 1 | SUN | SOLAR |  | 0.13844 | 1.8 | [9 empty] | 19306 | 10135 | 2183 | 1146
7493 | 2021 | NJ | ILR Landfill | 60375 | Public Service Elec & Gas Co | 15477 | ILR Landfill | 60164 | IPP Non-CHP | PJM Interconnection, LLC | PJM | RFC | RFCE | RFC East | PJM | 34 | 023 | Middlesex | 40.4705 | -74.3836 |  | 1 | 1 | SUN | SOLAR |  | 0.16625 | 6.6 | [9 empty] | 84999 | 44624 | 9612 | 5046
7494 | 2021 | NJ | Imclone Solar Electric Facility | 59631 | Jersey Central Power & Lt Co | 9726 | CVI CleanCapital Solar 5 LLC | 63069 | Commercial Non-CHP | PJM Interconnection, LLC | PJM | RFC | RFCE | RFC East | PJM | 34 | 035 | Somerset | 40.555 | -74.7094 |  | 1 | 1 | SUN | SOLAR |  | 0.15916 | 8 | [9 empty] | 98636 | 51783 | 11154 | 5856
7495 | 2021 | NJ | IOS - ERW9 | 61466 | Public Service Elec & Gas Co | 15477 | IGS ORIX Solar I, LLC | 61077 | IPP Non-CHP | PJM Interconnection, LLC | PJM | RFC | RFCE | RFC East | PJM | 34 | 023 | Middlesex | 40.595 | -74.225 |  | 1 | 1 | SUN | SOLAR |  | 0.08902 | 5.3 | [9 empty] | 36548 | 19188 | 4133 | 2170
7496 | 2021 | NJ | ISH Solar Central, LLC | 57799 | Jersey Central Power & Lt Co | 9726 | SunEdison LLC | 59139 | IPP Non-CHP | PJM Interconnection, LLC | PJM | RFC | RFCE | RFC East | PJM | 34 | 025 | Monmouth | 40.2675 | -74.2786 |  | 1 | 1 | SUN | SOLAR |  | 0 | 1.4 | [11 empty] | 0 | 0
7497 | 2021 | NJ | Jackson Board of Education-Liberty HS | 60113 | Jersey Central Power & Lt Co | 9726 | Tesla Inc. | 60947 | IPP Non-CHP | PJM Interconnection, LLC | PJM | RFC | RFCE | RFC East | PJM | 34 | 029 | Ocean | 40.0927 | -74.262 |  | 1 | 1 | SUN | SOLAR |  | 0.16239 | 1.2 | [9 empty] | 15093 | 7924 | 1707 | 896
7498 | 2021 | NJ | Jackson Legler Solar 1 LLC | 65094 | Jersey Central Power & Lt Co | 9726 | Greenbacker Renewable Energy Corporation | 60025 | IPP Non-CHP | PJM Interconnection, LLC | PJM | NPCC | RFCE | RFC East | PJM | 34 | 029 | Ocean | 40.0645 | -74.3504 |  | 1 | 1 | SUN | SOLAR |  | 0.00933 | 2.9 | [9 empty] | 2096 | 0 | 237 | 0
7499 | 2021 | NJ | Jacobstown | 59185 | Jersey Central Power & Lt Co | 9726 | NJR Clean Energy Ventures Corporation | 56990 | IPP Non-CHP | PJM Interconnection, LLC | PJM | RFC | RFCE | RFC East | PJM | 34 | 005 | Burlington | 40.0637 | -74.5824 |  | 1 | 1 | SUN | SOLAR |  | 0.17826 | 5 | [9 empty] | 69044 | 36248 | 7808 | 4099
7500 | 2021 | NJ | Jefferson Avenue | 60499 | Public Service Elec & Gas Co | 15477 | Hartz Solar, LLC | 60268 | Commercial Non-CHP | PJM Interconnection, LLC | PJM | RFC | RFCE | RFC East | PJM | 34 | 017 | Hudson | 40.7722 | -74.0687 |  | 1 | 1 | SUN | SOLAR |  | 0.1386 | 1.7 | [9 empty] | 18252 | 9582 | 2064 | 1084
7501 | 2021 | NJ | Jersey City DWP | 63530 | Public Service Elec & Gas Co | 15477 | Onyx Asset Services Group | 60584 | IPP Non-CHP | PJM Interconnection, LLC | PJM | RFC | RFCE | RFC East | PJM | 34 | 017 | Hudson | 40.69 | -74.0874 |  | 1 | 1 | SUN | SOLAR |  | 0.15068 | 1 | [9 empty] | 11674 | 6128 | 1320 | 693
7502 | 2021 | NJ | Jersey Gardens Phase 1 | 58653 | Public Service Elec & Gas Co | 15477 | SEDC Jersey Gardens Owner LLC | 58590 | IPP Non-CHP | PJM Interconnection, LLC | PJM | RFC | RFCE | RFC East | PJM | 34 | 039 | Union | 40.6608 | -74.1733 |  | 1 | 1 | SUN | SOLAR |  | 0.12705 | 1.7 | [9 empty] | 16729 | 8783 | 1892 | 993
7503 | 2021 | NJ | Jersey Gardens Phase 2 | 58654 | Public Service Elec & Gas Co | 15477 | CF Jersey Gardens Owner Two LLC | 58591 | IPP Non-CHP | PJM Interconnection, LLC | PJM | RFC | RFCE | RFC East | PJM | 34 | 039 | Union | 40.6608 | -74.1733 |  | 1 | 1 | SUN | SOLAR |  | 0.15689 | 2.3 | [9 empty] | 27952 | 14675 | 3161 | 1660
7504 | 2021 | NJ | Jersey-Atlantic Wind Farm | 56300 | Atlantic City Electric Co | 963 | Leeward Asset Management, LLC | 50123 | IPP Non-CHP | PJM Interconnection, LLC | PJM | RFC | RFCE | RFC East | PJM | 34 | 001 | Atlantic | 39.3822 | -74.4475 |  | 1 | 1 | WND | WIND |  | 0.30029 | 7.5 | [9 empty] | 174463 | 53446 | 19729 | 6044
7505 | 2021 | NJ | JMB Mcguire-Dix-Lakehurst Solar Project | 58793 | Jersey Central Power & Lt Co | 9726 | Altus Power America Management, LLC | 60281 | IPP Non-CHP | PJM Interconnection, LLC | PJM | NPCC | RFCE | RFC East | PJM | 34 | 005 | Burlington | 39.9928 | -74.6369 |  | 1 | 1 | SUN | SOLAR |  | 0.1357 | 11.4 | [9 empty] | 119840 | 62915 | 13552 | 7115
7506 | 2021 | NJ | Johnson Matthey, Inc. Solar | 57723 | Public Service Elec & Gas Co | 15477 | Constellation Solar New Jersey II, LLC | 56976 | IPP Non-CHP | PJM Interconnection, LLC | PJM | RFC | RFCE | RFC East | PJM | 34 | 015 | Gloucester | 39.8253 | -75.2197 |  | 1 | 1 | SUN | SOLAR |  | 0.20197 | 4 | [9 empty] | 62583 | 32856 | 7077 | 3715
7507 | 2021 | NJ | Jordache Enterprises Solar | 58049 | Public Service Elec & Gas Co | 15477 | Jordache Enterprises | 57420 | Commercial Non-CHP | PJM Interconnection, LLC | PJM | NPCC | RFCE | RFC East | PJM | 34 | 023 | Middlesex | 40.5557 | -74.4084 |  | 1 | 1 | SUN | SOLAR |  | 0.01142 | 1.3 | [9 empty] | 1148 | 603 | 130 | 68
7508 | 2021 | NJ | Junction Road | 60265 | Jersey Central Power & Lt Co | 9726 | NJR Clean Energy Ventures Corporation | 56990 | IPP Non-CHP | PJM Interconnection, LLC | PJM | RFC | RFCE | RFC East | PJM | 34 | 019 | Hunterdon | 40.5237 | -74.8434 |  | 1 | 1 | SUN | SOLAR |  | 0.18234 | 4.4 | [9 empty] | 62150 | 32628 | 7028 | 3690
7509 | 2021 | NJ | KDC Solar ASGM | 62739 | Atlantic City Electric Co | 963 | KDC Solar ASGM LLC | 62649 | IPP Non-CHP | PJM Interconnection, LLC | PJM | RFC | RFCE | RFC East | PJM | 34 | 011 | Cumberland | 39.4097 | -75.2185 |  | 1 | 1 | SUN | SOLAR |  | 0.20902 | 3.8 | [9 empty] | 61528 | 32302 | 6958 | 3653
7510 | 2021 | NJ | KDC Solar CSCP LLC | 62746 | Jersey Central Power & Lt Co | 9726 | KDC Solar CSCP LLC | 62666 | IPP Non-CHP | PJM Interconnection, LLC | PJM | RFC | RFCE | RFC East | PJM | 34 | 025 | Monmouth | 40.2378 | -74.3144 |  | 1 | 1 | SUN | SOLAR |  | 0.16079 | 3.4 | [9 empty] | 42349 | 22233 | 4789 | 2514
7511 | 2021 | NJ | KDC Solar PR1, LLC | 59910 | Jersey Central Power & Lt Co | 9726 | KDC Solar PR1, LLC | 59678 | IPP Non-CHP | PJM Interconnection, LLC | PJM | RFC | RFCE | RFC East | PJM | 34 | 029 | Ocean | 40.1367 | -74.4397 |  | 1 | 1 | SUN | SOLAR |  | 0.19401 | 17 | [9 empty] | 255491 | 134131 | 28892 | 15168
7512 | 2021 | NJ | Kearny Generating Station | 2404 | Public Service Elec & Gas Co | 15477 | PSEG Fossil LLC | 15147 | IPP Non-CHP | PJM Interconnection, LLC | PJM | RFC | RFCE | RFC East | PJM | 34 | 017 | Hudson | 40.7373 | -74.0965 | Yes | 10 | 10 | NG | GAS |  | 0.02539 | 605 | 1 | [6 empty] | 1572493.52 | 790852.248 | 1572493.52 | 790852.248 | 134547 | 67668 | 22.455 | 12.428 | 0.475 | 93665.482 | 3513.741 | 357.537 | 93762.677 |  | 0.334 | 0.367 | 0.007 | 1392.309 | 0.026 | 0.003 | 1393.754
7513 | 2021 | NJ | Kinsley II Landfill Solar System | 65466 | Public Service Elec & Gas Co | 15477 | Public Service Elec & Gas Co | 15477 | Electric Utility | PJM Interconnection, LLC | PJM | RFC | RFCE | RFC East | PJM | 34 | 015 | Gloucester | 39.7927 | -75.1114 |  | 1 | 1 | SUN | SOLAR |  | 0.3242 | 2 | [9 empty] | 50229 | 26369 | 5680 | 2982
7514 | 2021 | NJ | Kinsley Landfill Solar | 58877 | Public Service Elec & Gas Co | 15477 | Public Service Elec & Gas Co | 15477 | Electric Utility | PJM Interconnection, LLC | PJM | RFC | RFCE | RFC East | PJM | 34 | 015 | Gloucester | 39.7933 | -75.1064 |  | 1 | 1 | SUN | SOLAR |  | 0.17591 | 8.6 | [9 empty] | 117187 | 61523 | 13252 | 6957
7515 | 2021 | NJ | L&D Landfill Solar | 59601 | Public Service Elec & Gas Co | 15477 | Public Service Elec & Gas Co | 15477 | Electric Utility | PJM Interconnection, LLC | PJM | RFC | RFCE | RFC East | PJM | 34 | 005 | Burlington | 39.9803 | -74.7703 |  | 1 | 1 | SUN | SOLAR |  | 0.19289 | 10 | [9 empty] | 149422 | 78445 | 16897 | 8871
7516 | 2021 | NJ | LabCorp Engine | 64142 | Public Service Elec & Gas Co | 15477 | AEP Onsite Partners, LLC | 60571 | IPP Non-CHP | PJM Interconnection, LLC | PJM | RFC | RFCE | RFC East | PJM | 34 | 035 | Somerset | 40.5704 | -74.6395 |  | 1 | 1 | NG | GAS |  | 0.02593 | 3.2 | 1 | [6 empty] | 8473 | 4268 | 8473 | 4268 | 727 | 366 | 11.285 | 5.685 | 0.014 | 495.2 | 18.68 | 1.868 | 495.712 |  | 31.045 | 31.066 | 0.037 | 1362.311 | 0.026 | 0.003 | 1363.719
7517 | 2021 | NJ | Lakehurst Solar | 63503 | Jersey Central Power & Lt Co | 9726 | Consolidated Edison Development Inc. | 56769 | IPP Non-CHP | PJM Interconnection, LLC | PJM | RFC | RFCE | RFC East | PJM | 34 | 029 | Ocean | 40.024 | -74.312 |  | 1 | 1 | SUN | SOLAR |  | 0.1821 | 9.6 | [9 empty] | 135423 | 71097 | 15314 | 8040
7518 | 2021 | NJ | Lakewood | 54640 | Jersey Central Power & Lt Co | 9726 | Essential Power Operating Company, LLC | 60789 | IPP Non-CHP | PJM Interconnection, LLC | PJM | RFC | RFCE | RFC East | PJM | 34 | 029 | Ocean | 40.0613 | -74.1686 | Yes | 2 | 3 | NG | GAS |  | 0.13292 | 236.8 | 1 | [6 empty] | 2260458.358 | 1697277.057 | 2260458.358 | 1697277.057 | 275725 | 207315 | 20.947 | 15.36 | 0.678 | 134338.509 | 4819.757 | 481.976 | 134470.57 |  | 0.152 | 0.148 | 0.005 | 974.438 | 0.017 | 0.002 | 975.396
7519 | 2021 | NJ | Lakewood Cheddar School | 62454 | Jersey Central Power & Lt Co | 9726 | Goldman Sachs Renewable Power LLC | 61944 | IPP Non-CHP | PJM Interconnection, LLC | PJM | RFC | RFCE | RFC East | PJM | 34 | 029 | Ocean | 40.0709 | -74.1808 |  | 1 | 1 | SUN | SOLAR |  | 0.121 | 1 | [9 empty] | 9375 | 4922 | 1060 | 556
7520 | 2021 | NJ | Lebanon Solar | 57488 | Jersey Central Power & Lt Co | 9726 | Consolidated Edison Development Inc. | 56769 | IPP Non-CHP | PJM Interconnection, LLC | PJM | RFC | RFCE | RFC East | PJM | 34 | 019 | Hunterdon | 40.6758 | -74.9122 |  | 1 | 1 | SUN | SOLAR |  | 0.14561 | 2 | [9 empty] | 22558 | 11843 | 2551 | 1339
7521 | 2021 | NJ | Linden Cogeneration Facility | 50006 | Consolidated Edison Co-NY Inc | 4226 | EFS Cogen Holdings I LLC | 3890 | IPP CHP | New York Independent System Operator | NYIS | RFC | NYCW | NPCC NYC/Westchester | NYISO | 34 | 039 | Union | 40.6322 | -74.2156 | Yes | 6 | 9 | NG | GAS |  | 0.65863 | 974.1 | 0.23561 |  | Yes | 15065435.2 | 1.273 | 0.62931 |  | 32645806.237 | 13410164.595 | 32645806.237 | 13410164.595 | 5620205 | 2338534 | 302.449 | 121.786 | 9.84 | 1941486.489 | 80735.339 | 8323.679 | 1943735.909 |  | 0.108 | 0.104 | 0.004 | 690.895 | 0.014 | 0.001 | 691.696
7522 | 2021 | NJ | Linden Generating Station | 2406 | Public Service Elec & Gas Co | 15477 | PSEG Fossil LLC | 15147 | IPP Non-CHP | PJM Interconnection, LLC | PJM | RFC | RFCE | RFC East | PJM | 34 | 039 | Union | 40.6217 | -74.2072 | Yes | 8 | 10 | NG | GAS |  | 0.2322 | 1740 | 0.94633 | [6 empty] | 26695184.775 | 15717438.923 | 26695184.775 | 15717438.923 | 3539319 | 2101475 | 126.483 | 67.322 | 8.015 | 1586772.132 | 59676.641 | 5976.579 | 1588408.6 |  | 0.071 | 0.064 | 0.005 | 896.654 | 0.017 | 0.002 | 897.579
7523 | 2021 | NJ | Linden Hawk Rise Solar CSG | 65368 | Public Service Elec & Gas Co | 15477 | Linden Hawk Rise Solar LLC | 64686 | IPP Non-CHP | PJM Interconnection, LLC | PJM | NPCC | RFCE | RFC East | PJM | 34 | 039 | Union | 40.6039 | -74.2455 |  | 1 | 1 | SUN | SOLAR |  | 0 | 4 | [11 empty] | 0 | 0
7524 | 2021 | NJ | Linden Solar Farm | 57381 | Public Service Elec & Gas Co | 15477 | Public Service Elec & Gas Co | 15477 | Electric Utility | PJM Interconnection, LLC | PJM | RFC | RFCE | RFC East | PJM | 34 | 039 | Union | 40.62 | -74.2144 |  | 1 | 1 | SUN | SOLAR |  | 0.12143 | 2.7 | [9 empty] | 25397 | 13333 | 2872 | 1508
7525 | 2021 | NJ | Livingston Solar Canopies | 58505 | Public Service Elec & Gas Co | 15477 | Rutgers, The State University of NJ | 58485 | Commercial Non-CHP | PJM Interconnection, LLC | PJM | RFC | RFCE | RFC East | PJM | 34 | 023 | Middlesex | 40.5275 | -74.4383 |  | 1 | 1 | SUN | SOLAR |  | 0.11026 | 6.6 | [9 empty] | 56374 | 29597 | 6375 | 3347
7526 | 2021 | NJ | Livingston Solar Farm | 58504 | Public Service Elec & Gas Co | 15477 | Rutgers, The State University of NJ | 58485 | Commercial Non-CHP | PJM Interconnection, LLC | PJM | RFC | RFCE | RFC East | PJM | 34 | 023 | Middlesex | 40.5236 | -74.43 |  | 1 | 1 | SUN | SOLAR |  | 0.09494 | 1.2 | [9 empty] | 8826 | 4633 | 998 | 524
7527 | 2021 | NJ | Logan Generating Plant | 10043 | Atlantic City Electric Co | 963 | Logan Generating Company LP | 63046 | IPP CHP | PJM Interconnection, LLC | PJM | RFC | RFCE | RFC East | PJM | 34 | 015 | Gloucester | 39.7928 | -75.4067 | Yes | 1 | 1 | BIT | COAL | Yes | 0.26642 | 242.3 | 0.88931 |  | Yes | 227204.8 | 8.494 | 0.91887 |  | 6639441.612 | 3238266.321 | 6639441.612 | 3238266.321 | 565480.43 | 269485.426 | 407.82 | 194.767 | 446.622 | 678462.551 | 152845.707 | 22247.733 | 683688.034 |  | 1.442 | 1.445 | 1.58 | 2399.597 | 0.27 | 0.039 | 2418.078
7528 | 2021 | NJ | L'Oreal Franklin | 60765 | Public Service Elec & Gas Co | 15477 | Goldman Sachs Renewable Power LLC | 61944 | IPP Non-CHP | PJM Interconnection, LLC | PJM | RFC | RFCE | RFC East | PJM | 34 | 035 | Somerset | 40.4879 | -74.5214 |  | 1 | 1 | SUN | SOLAR |  | 0.18721 | 1 | [9 empty] | 14503 | 7614 | 1640 | 861
7529 | 2021 | NJ | L'Oreal Monmouth | 60766 | Jersey Central Power & Lt Co | 9726 | Goldman Sachs Renewable Power LLC | 61944 | IPP Non-CHP | PJM Interconnection, LLC | PJM | RFC | RFCE | RFC East | PJM | 34 | 025 | Monmouth | 40.4003 | -74.5047 |  | 1 | 1 | SUN | SOLAR |  | 0.14315 | 2 | [9 empty] | 22179 | 11644 | 2508 | 1317
7530 | 2021 | NJ | L'Oreal Piscataway | 57868 | Public Service Elec & Gas Co | 15477 | Marina Energy LLC | 56997 | IPP Non-CHP | PJM Interconnection, LLC | PJM | RFC | RFCE | RFC East | PJM | 34 | 023 | Middlesex | 40.5543 | -74.468 |  | 3 | 3 | SUN | SOLAR |  | 0.05211 | 2.3 | [9 empty] | 9284 | 4874 | 1050 | 551.001
7531 | 2021 | NJ | Lower Cape May HS | 60769 | Atlantic City Electric Co | 963 | Goldman Sachs Renewable Power LLC | 61944 | IPP Non-CHP | PJM Interconnection, LLC | PJM | RFC | RFCE | RFC East | PJM | 34 | 009 | Cape May | 38.9767 | -74.9065 |  | 1 | 1 | SUN | SOLAR |  | 0.18097 | 1.5 | [9 empty] | 21028 | 11041 | 2378 | 1248
7532 | 2021 | NJ | LTMUA | 63413 | Atlantic City Electric Co | 963 | Goldman Sachs Renewable Power LLC | 61944 | IPP Non-CHP | PJM Interconnection, LLC | PJM | RFC | RFCE | RFC East | PJM | 34 | 009 | Cape May | 39.0078 | -74.9356 |  | 1 | 1 | SUN | SOLAR |  | 0.19418 | 1 | [9 empty] | 15043 | 7897 | 1701 | 893
7533 | 2021 | NJ | Manalapan Village Solar | 57661 | Jersey Central Power & Lt Co | 9726 | NJR Clean Energy Ventures Corporation | 56990 | IPP Non-CHP | PJM Interconnection, LLC | PJM | RFC | RFCE | RFC East | PJM | 34 | 025 | Monmouth | 40.2567 | -74.3497 |  | 1 | 1 | SUN | SOLAR |  | 0.12335 | 3.5 | [9 empty] | 33445 | 17559 | 3782 | 1986
7534 | 2021 | NJ | Manheim New Jersey | 63229 | Public Service Elec & Gas Co | 15477 | Cox Enterprises | 62998 | Commercial Non-CHP | PJM Interconnection, LLC | PJM | RFC | RFCE | RFC East | PJM | 34 | 005 | Burlington | 40.1136 | -74.7063 |  | 2 | 2 | SUN | SOLAR |  | 0.16096 | 2.2 | [9 empty] | 27429 | 14400 | 3102 | 1629
7535 | 2021 | NJ | Maple Solar | 57750 | Public Service Elec & Gas Co | 15477 | NFI Solar LLC | 57049 | IPP Non-CHP | PJM Interconnection, LLC | PJM | RFC | RFCE | RFC East | PJM | 34 | 011 | Cumberland | 39.4875 | -74.9808 |  | 2 | 2 | SUN | SOLAR |  | 0.19021 | 2.4 | [9 empty] | 35363 | 18565 | 3999 | 2099
7536 | 2021 | NJ | Mars Wrigley Confectionery US, LLC | 10061 | Jersey Central Power & Lt Co | 9726 | Mars Wrigley Confectionery US, LLC | 11401 | Industrial CHP | PJM Interconnection, LLC | PJM | RFC | RFCE | RFC East | PJM | 34 | 041 | WARREN | 40.8625 | -74.825 |  | 2 | 2 | NG | GAS |  | 0.53598 | 12.3 | 0.44003 |  | Yes | 304680 | 0.647 | 0.4631 |  | 385164.621 | 0 | 385164.621 | 0 | 57751 | 29095.008 | 59.428 | 29.94 | 0.616 | 22510.765 | 849.142 | 84.914 | 22534.031 |  | 2.058 | 2.058 | 0.021 | 779.58 | 0.015 | 0.001 | 780.386
7537 | 2021 | NJ | Matrix Buildings A&B (Perth Amboy) Solar | 57384 | Public Service Elec & Gas Co | 15477 | Public Service Elec & Gas Co | 15477 | Electric Utility | PJM Interconnection, LLC | PJM | RFC | RFCE | RFC East | PJM | 34 | 023 | Middlesex | 40.5344 | -74.27 |  | 1 | 1 | SUN | SOLAR |  | 0.14356 | 2.5 | [9 empty] | 27802 | 14596 | 3144 | 1651
7538 | 2021 | NJ | Matrix Stults Road Solar Facility | 57588 | Public Service Elec & Gas Co | 15477 | Public Service Elec & Gas Co | 15477 | Electric Utility | PJM Interconnection, LLC | PJM | RFC | RFCE | RFC East | PJM | 34 | 023 | Middlesex | 40.3622 | -74.4797 |  | 1 | 1 | SUN | SOLAR |  | 0.15925 | 2.6 | [9 empty] | 32073 | 16838 | 3627 | 1904
7539 | 2021 | NJ | McCullough Road Solar Farm | 62638 | Jersey Central Power & Lt Co | 9726 | NJR Clean Energy Ventures Corporation | 56990 | IPP Non-CHP | PJM Interconnection, LLC | PJM | RFC | RFCE | RFC East | PJM | 34 | 041 | Warren | 40.7576 | -74.9582 |  | 1 | 1 | SUN | SOLAR |  | 0.16553 | 8.8 | [9 empty] | 112838 | 59239 | 12760 | 6699
7540 | 2021 | NJ | McGraw Hill Solar | 57662 | Jersey Central Power & Lt Co | 9726 | NJR Clean Energy Ventures Corporation | 56990 | IPP Non-CHP | PJM Interconnection, LLC | PJM | RFC | RFCE | RFC East | PJM | 34 | 021 | Mercer | 40.2797 | -74.5564 |  | 1 | 1 | SUN | SOLAR |  | 0.16097 | 12 | [9 empty] | 149632 | 78556 | 16921 | 8883
7541 | 2021 | NJ | McKee City Solar Phase 2 | 57863 | Atlantic City Electric Co | 963 | Goldman Sachs Renewable Power LLC | 61944 | IPP Non-CHP | PJM Interconnection, LLC | PJM | RFC | RFCE | RFC East | PJM | 34 | 001 | Atlantic | 39.4219 | -74.6392 |  | 1 | 1 | SUN | SOLAR |  | 0.1533 | 2.4 | [9 empty] | 28500 | 14963 | 3223 | 1692
7542 | 2021 | NJ | Medford WWTP | 59277 | Public Service Elec & Gas Co | 15477 | NJR Clean Energy Ventures Corporation | 56990 | IPP Non-CHP | PJM Interconnection, LLC | PJM | RFC | RFCE | RFC East | PJM | 34 | 005 | Burlington | 39.9222 | -74.8067 |  | 1 | 1 | SUN | SOLAR |  | 0.17518 | 1.3 | [9 empty] | 17642 | 9262 | 1995 | 1047
7543 | 2021 | NJ | Mercer County Community College | 58882 | Public Service Elec & Gas Co | 15477 | Sunlight General Mercer Solar LLC | 58754 | Commercial Non-CHP | PJM Interconnection, LLC | PJM | RFC | RFCE | RFC East | PJM | 34 | 021 | Mercer | 40.2558 | -74.6453 |  | 1 | 1 | SUN | SOLAR |  | 0.14995 | 7.5 | [9 empty] | 87121 | 45738 | 9852 | 5172
7544 | 2021 | NJ | Mercer Mall | 58070 | Public Service Elec & Gas Co | 15477 | FRIT Solar Inc | 57446 | IPP Non-CHP | PJM Interconnection, LLC | PJM | RFC | RFCE | RFC East | PJM | 34 | 021 | Mercer | 40.2906 | -74.6819 |  | 1 | 1 | SUN | SOLAR |  | 0.10679 | 1.1 | [9 empty] | 9101 | 4779 | 1029 | 540
7545 | 2021 | NJ | Merck Rahway Power Plant | 10224 | Public Service Elec & Gas Co | 15477 | Merck & Co Inc | 12311 | Industrial CHP | PJM Interconnection, LLC | PJM | RFC | RFCE | RFC East | PJM | 34 | 039 | Union | 40.6156 | -74.2653 |  | 6 | 4 | NG | GAS |  | 0.23672 | 20.8 | 0.93879 |  | Yes | 1124926.4 | 0.131 | 0.14856 |  | 236514.181 | 95847.912 | 242914.181 | 98874.912 | 43132.99 | 16152.99 | 1.053 | 0.396 | 0.457 | 13841.61 | 524.967 | 53.028 | 13856.073 |  | 0.049 | 0.049 | 0.021 | 641.811 | 0.012 | 0.001 | 642.481
7546 | 2021 | NJ | Mickleton Energy Center | 8008 | Atlantic City Electric Co | 963 | Calpine New Jersey Generation LLC | 56606 | IPP Non-CHP | PJM Interconnection, LLC | PJM | RFC | RFCE | RFC East | PJM | 34 | 015 | Gloucester | 39.8119 | -75.249 | Yes | 1 | 1 | NG | GAS |  | 0.00505 | 71.2 | 1 | [6 empty] | 99372 | 76440 | 99372 | 76440 | 3150 | 1587 | 55.151 | 42.424 | 0.03 | 5905.9 | 121.327 | 12.133 | 5909.224 |  | 35.017 | 53.464 | 0.019 | 3749.778 | 0.039 | 0.004 | 3751.888
7547 | 2021 | NJ | Middlesex Apple Orchard Solar | 58090 | Public Service Elec & Gas Co | 15477 | CVI CleanCapital Solar 4 LLC | 63068 | Commercial Non-CHP | PJM Interconnection, LLC | PJM | RFC | RFCE | RFC East | PJM | 34 | 023 | Middlesex | 40.4264 | -74.4922 |  | 2 | 2 | SUN | SOLAR |  | 0.16774 | 4.7 | [9 empty] | 61069 | 32061 | 6906 | 3626
7548 | 2021 | NJ | Middlesex County Utilities Authority | 56119 | Jersey Central Power & Lt Co | 9726 | Middlesex County Utilities Authority | 49775 | IPP CHP | PJM Interconnection, LLC | PJM | RFC | RFCE | RFC East | PJM | 34 | 023 | MIDDLESEX | 40.4903 | -74.3156 |  | 4 | 3 | LFG | BIOMASS |  | 0.44548 | 22.5 | 0.59087 | Yes | Yes | 381123.2 | 0.786 | 0.51181 |  | 522616.137 | 191109.148 | 522616.137 | 191109.148 | 87804 | 29382 | 0 | 0 | 8.754 | 0 | 0 | 0 | 0 |  | 0 | 0 | 0.199 | 0 | 0 | 0 | 0
7549 | 2021 | NJ | Milford Solar Farm (NJ) LLC | 62637 | Jersey Central Power & Lt Co | 9726 | NJR Clean Energy Ventures Corporation | 56990 | IPP Non-CHP | PJM Interconnection, LLC | PJM | RFC | RFCE | RFC East | PJM | 34 | 019 | Hunterdon | 40.615 | -75.1565 |  | 1 | 1 | SUN | SOLAR |  | 0.15543 | 7.5 | [9 empty] | 90307 | 47410 | 10212 | 5361
7550 | 2021 | NJ | Milhurst Solar | 62904 | Jersey Central Power & Lt Co | 9726 | Altus Power America Management, LLC | 60281 | IPP Non-CHP | PJM Interconnection, LLC | PJM | RFC | RFCE | RFC East | PJM | 34 | 025 | Monmouth | 40.255 | -74.3808 |  | 1 | 1 | SUN | SOLAR |  | 0.19415 | 1.3 | [9 empty] | 19551 | 10265 | 2211 | 1161
7551 | 2021 | NJ | Mill Creek Solar | 57728 | Public Service Elec & Gas Co | 15477 | Public Service Elec & Gas Co | 15477 | Electric Utility | PJM Interconnection, LLC | PJM | RFC | RFCE | RFC East | PJM | 34 | 005 | Burlington | 40.0314 | -74.8247 |  | 1 | 1 | SUN | SOLAR |  | 0.13787 | 3.5 | [9 empty] | 37379 | 19624 | 4227 | 2219
7552 | 2021 | NJ | Millville City Sewer Auth WTP | 58822 | Atlantic City Electric Co | 963 | Goldman Sachs Renewable Power LLC | 61944 | Commercial Non-CHP | PJM Interconnection, LLC | PJM | RFC | RFCE | RFC East | PJM | 34 | 011 | Cumberland | 39.3764 | -75.0331 |  | 2 | 2 | SUN | SOLAR |  | 0.15068 | 1.3 | [9 empty] | 15175 | 7967 | 1716 | 901
7553 | 2021 | NJ | Monroe Solar Farm, LLC | 63451 | Jersey Central Power & Lt Co | 9726 | NJR Clean Energy Ventures Corporation | 56990 | IPP Non-CHP | PJM Interconnection, LLC | PJM | RFC | RFCE | RFC East | PJM | 34 | 023 | Middlesex | 40.312 | -74.425 |  | 1 | 1 | SUN | SOLAR |  | 0.16454 | 13.1 | [9 empty] | 166973 | 87660 | 18882 | 9913
7554 | 2021 | NJ | Montclair State University Cogen | 63501 | Public Service Elec & Gas Co | 15477 | UMM Energy Partners LLC. | 63230 | Commercial CHP | PJM Interconnection, LLC | PJM | RFC | RFCE | RFC East | PJM | 34 | 031 | Passaic | 40.8652 | -74.1967 |  | 3 | 3 | NG | GAS |  | 0.02121 | 11.8 | 1 |  | Yes | 0 |  | 1 |  | 20584 | 10370 | 20584 | 10370 | 2192 | 1104 | 27.66 | 13.934 | 0.033 | 1203.022 | 45.38 | 4.538 | 1204.265 |  | 25.237 | 25.243 | 0.03 | 1097.648 | 0.021 | 0.002 | 1098.782
7555 | 2021 | NJ | Mount Laurel Solar | 65329 | Public Service Elec & Gas Co | 15477 | NJR Clean Energy Ventures Corporation | 56990 | IPP Non-CHP | PJM Interconnection, LLC | PJM | RFC | RFCE | RFC East | PJM | 34 | 005 | Burlington | 39.9756 | -74.8887 |  | 1 | 1 | SUN | SOLAR |  | 0.16963 | 2.5 | [9 empty] | 32850 | 17246 | 3715 | 1950
7556 | 2021 | NJ | Mt Arlington Solar 1 LLC | 65095 | Jersey Central Power & Lt Co | 9726 | Greenbacker Renewable Energy Corporation | 60025 | IPP Non-CHP | PJM Interconnection, LLC | PJM | NPCC | RFCE | RFC East | PJM | 34 | 027 | Morris | 40.9321 | -74.6238 |  | 1 | 1 | SUN | SOLAR |  | 0.00742 | 1.6 | [9 empty] | 920 | 0 | 104 | 0
7557 | 2021 | NJ | Munich Re Plaza | 59844 | Public Service Elec & Gas Co | 15477 | Munich Reinsurance America, Inc | 59614 | Commercial Non-CHP | PJM Interconnection, LLC | PJM | RFC | RFCE | RFC East | PJM | 34 | 023 | Middlesex | 40.3503 | -74.5927 |  | 2 | 2 | SUN | SOLAR |  | 0.08552 | 2.4 | [9 empty] | 15899 | 8347 | 1798 | 944
7558 | 2021 | NJ | Murray Hill Solar | 57471 | Jersey Central Power & Lt Co | 9726 | Consolidated Edison Development Inc. | 56769 | IPP Non-CHP | PJM Interconnection, LLC | PJM | RFC | RFCE | RFC East | PJM | 34 | 039 | Union | 40.6844 | -74.4044 |  | 1 | 1 | SUN | SOLAR |  | 0.18242 | 1 | [9 empty] | 14131 | 7419 | 1598 | 839
7559 | 2021 | NJ | NES Rutgers Solar | 60857 | Jersey Central Power & Lt Co | 9726 | NES Rutgers LLC | 60516 | Industrial Non-CHP | PJM Interconnection, LLC | PJM | RFC | RFCE | RFC East | PJM | 34 | 029 | Ocean | 40.0709 | -74.1612 |  | 1 | 1 | SUN | SOLAR |  | 0.13276 | 1 | [9 empty] | 10284 | 5399 | 1163 | 611
7560 | 2021 | NJ | New Road Solar, LLC | 61599 | Public Service Elec & Gas Co | 15477 | NJR Clean Energy Ventures Corporation | 56990 | IPP Non-CHP | PJM Interconnection, LLC | PJM | RFC | RFCE | RFC East | PJM | 34 | 025 | Monmouth | 40.4032 | -74.5678 |  | 1 | 1 | SUN | SOLAR |  | 0.18539 | 10 | [9 empty] | 143608 | 75393 | 16240 | 8526
7561 | 2021 | NJ | Newark Bay Cogen | 50385 | Public Service Elec & Gas Co | 15477 | Newark Bay Cogeneration Partnership LP | 55846 | IPP Non-CHP | PJM Interconnection, LLC | PJM | RFC | RFCE | RFC East | PJM | 34 | 013 | Essex | 40.7197 | -74.13 | Yes | 2 | 3 | NG | GAS |  | 0.046 | 152 | 1 | [6 empty] | 573357.098 | 411882.316 | 573357.098 | 411882.316 | 61250 | 44162 | 9.03 | 6.114 | 0.172 | 34072.647 | 1277.968 | 127.797 | 34107.663 |  | 0.295 | 0.277 | 0.006 | 1112.576 | 0.021 | 0.002 | 1113.72
7562 | 2021 | NJ | Newark Energy Center | 58079 | Public Service Elec & Gas Co | 15477 | Newark Energy Center, LLC | 57457 | IPP Non-CHP | PJM Interconnection, LLC | PJM | RFC | RFCE | RFC East | PJM | 34 | 013 | Essex | 40.7072 | -74.1258 | Yes | 2 | 3 | NG | GAS |  | 0.66367 | 735 | 0.22721 | [6 empty] | 28510845.16 | 11694983.624 | 28510845.16 | 11694983.624 | 4273117 | 1786187 | 92.347 | 37.107 | 8.554 | 1694368.757 | 65141.592 | 6514.159 | 1696153.637 |  | 0.043 | 0.042 | 0.004 | 793.036 | 0.015 | 0.002 | 793.872
7563 | 2021 | NJ | NHA at Mansfield NJ | 60378 | Jersey Central Power & Lt Co | 9726 | Constellation Solar New Jersey, LLC | 57044 | IPP Non-CHP | PJM Interconnection, LLC | PJM | RFC | RFCE | RFC East | PJM | 34 | 041 | Warren | 40.76 | -74.935 |  | 1 | 1 | SUN | SOLAR |  | 0.15116 | 5 | [9 empty] | 58549 | 30738 | 6621 | 3476
7564 | 2021 | NJ | NJ Oak Solar Plant | 57948 | Atlantic City Electric Co | 963 | NJR Clean Energy Ventures Corporation | 56990 | IPP Non-CHP | PJM Interconnection, LLC | PJM | RFC | RFCE | RFC East | PJM | 34 | 011 | Cumberland | 39.3806 | -75.1883 |  | 1 | 1 | SUN | SOLAR |  | 0.19046 | 10 | [9 empty] | 147537 | 77456 | 16684 | 8759
7565 | 2021 | NJ | NJMC Landfill | 57724 | Public Service Elec & Gas Co | 15477 | Public Service Elec & Gas Co | 15477 | Electric Utility | PJM Interconnection, LLC | PJM | RFC | RFCE | RFC East | PJM | 34 | 017 | Hudson | 40.7508 | -74.11 |  | 1 | 1 | SUN | SOLAR |  | 0.13977 | 2.5 | [9 empty] | 27068 | 14210 | 3061 | 1607
7566 | 2021 | NJ | North Bergen Solar | 60806 | Public Service Elec & Gas Co | 15477 | Hartz Solar, LLC | 60268 | IPP Non-CHP | PJM Interconnection, LLC | PJM | RFC | RFCE | RFC East | PJM | 34 | 017 | Hudson | 40.818 | -74.017 |  | 1 | 1 | SUN | SOLAR |  | 0.15397 | 1.6 | [9 empty] | 19083 | 10019 | 2158 | 1133
7567 | 2021 | NJ | North Jersey Media Group Solar Facility | 58358 | Jersey Central Power & Lt Co | 9726 | CVI CleanCapital Solar 4 LLC | 63068 | Commercial Non-CHP | PJM Interconnection, LLC | PJM | RFC | RFCE | RFC East | PJM | 34 | 027 | Morris | 40.9242 | -74.4947 |  | 1 | 1 | SUN | SOLAR |  | 0.14551 | 4.1 | [9 empty] | 46214 | 24262 | 5226 | 2744
7568 | 2021 | NJ | North Run | 59318 | Jersey Central Power & Lt Co | 9726 | NJR Clean Energy Ventures Corporation | 56990 | IPP Non-CHP | PJM Interconnection, LLC | PJM | RFC | RFCE | RFC East | PJM | 34 | 005 | Burlington | 40.0696 | -74.5848 |  | 1 | 1 | SUN | SOLAR |  | 0.16977 | 5 | [9 empty] | 65757 | 34522 | 7436 | 3904
7569 | 2021 | NJ | NorthPark Solar | 62903 | Jersey Central Power & Lt Co | 9726 | Altus Power America Management, LLC | 60281 | IPP Non-CHP | PJM Interconnection, LLC | PJM | RFC | RFCE | RFC East | PJM | 34 | 025 | Monmouth | 40.2577 | -74.442 |  | 2 | 2 | SUN | SOLAR |  | 0.16922 | 10.6 | [9 empty] | 138950 | 72948 | 15713 | 8249
7570 | 2021 | NJ | Ocean County Landfill | 54980 | Jersey Central Power & Lt Co | 9726 | EPP Renewable Energy | 57249 | IPP Non-CHP | PJM Interconnection, LLC | PJM | RFC | RFCE | RFC East | PJM | 34 | 029 | Ocean | 40.0249 | -74.2501 |  | 12 | 12 | LFG | BIOMASS |  | 0.68932 | 14.4 | 0.18446 | Yes | [5 empty] | 996642 | 440811 | 996642 | 440811 | 86954.004 | 37708.998 | 0 | 0 | 16.694 | 0.002 | 0 | 0 | 0.002 |  | 0 | 0 | 0.384 | 0 | 0 | 0 | 0
7571 | 2021 | NJ | Ocean Peaking Power | 55938 | Jersey Central Power & Lt Co | 9726 | Essential Power Operating Company, LLC | 60789 | IPP Non-CHP | PJM Interconnection, LLC | PJM | RFC | RFCE | RFC East | PJM | 34 | 029 | Ocean | 40.0633 | -74.1672 | Yes | 2 | 2 | NG | GAS |  | 0.06197 | 383 | 1 | [6 empty] | 2188249.627 | 1970831.874 | 2188249.627 | 1970831.874 | 207902 | 187245 | 35.232 | 31.173 | 0.656 | 130044.319 | 4804.329 | 480.433 | 130175.958 |  | 0.339 | 0.333 | 0.006 | 1251.016 | 0.023 | 0.002 | 1252.282
7572 | 2021 | NJ | Old Bridge Solar Farm | 61600 | Jersey Central Power & Lt Co | 9726 | NJR Clean Energy Ventures Corporation | 56990 | IPP Non-CHP | PJM Interconnection, LLC | PJM | RFC | RFCE | RFC East | PJM | 34 | 025 | Monmouth | 40.4444 | -74.2434 |  | 1 | 1 | SUN | SOLAR |  | 0.17583 | 8.8 | [9 empty] | 119858 | 62924 | 13554 | 7116
7573 | 2021 | NJ | Overlook Medical Center | 62622 | Jersey Central Power & Lt Co | 9726 | Overlook Medical Center | 62112 | Commercial CHP | PJM Interconnection, LLC | PJM | RFC | RFCE | RFC East | PJM | 34 | 039 | Union | 40.7117 | -74.3542 |  | 3 | 3 | DFO | OIL |  | 0.175 | 4 | 1 |  | Yes | 2.4 | 8720.215 | 0.99991 |  | 55209.252 | 27800.609 | 55209.252 | 27800.609 | 6132 | 3087 | 74.926 | 37.728 | 0.1 | 3867.612 | 122.086 | 12.264 | 3870.966 |  | 24.438 | 24.443 | 0.033 | 1261.452 | 0.02 | 0.002 | 1262.546
7574 | 2021 | NJ | Owens Corning | 62439 | Public Service Elec & Gas Co | 15477 | Marina Energy LLC | 56997 | IPP Non-CHP | PJM Interconnection, LLC | PJM | RFC | RFCE | RFC East | PJM | 34 | 007 | Camden | 39.8388 | -75.053 |  | 1 | 1 | SUN | SOLAR |  | 0.18815 | 2.8 | [9 empty] | 40812 | 21426 | 4615 | 2423
7575 | 2021 | NJ | Paradise Solar Energy Center | 58569 | Public Service Elec & Gas Co | 15477 | Paradise Solar Urban Renewal, LLC | 60842 | IPP Non-CHP | PJM Interconnection, LLC | PJM | RFC | RFCE | RFC East | PJM | 34 | 015 | Gloucester | 39.8358 | -75.2225 |  | 1 | 1 | SUN | SOLAR |  | 0.18007 | 5 | [9 empty] | 69743 | 36615 | 7887 | 4141
7576 | 2021 | NJ | Parkland Landfill Solar | 59001 | Public Service Elec & Gas Co | 15477 | Public Service Elec & Gas Co | 15477 | Electric Utility | PJM Interconnection, LLC | PJM | RFC | RFCE | RFC East | PJM | 34 | 005 | Burlington | 40.1275 | -74.7108 |  | 1 | 1 | SUN | SOLAR |  | 0.18385 | 7.8 | [9 empty] | 111085 | 58319 | 12562 | 6595
7577 | 2021 | NJ | Parlin Solar LLC | 59544 | Jersey Central Power & Lt Co | 9726 | Laurel Capital Partners | 59287 | IPP Non-CHP | PJM Interconnection, LLC | PJM | RFC | RFCE | RFC East | PJM | 34 | 023 | Middlesex | 40.4567 | -74.3289 |  | 1 | 1 | SUN | SOLAR |  | 0.08447 | 1.3 | [9 empty] | 8508 | 4466 | 962 | 505
7578 | 2021 | NJ | Passaic Valley Water Commission | 50311 | Public Service Elec & Gas Co | 15477 | Passaic Valley Water Comm | 14539 | IPP Non-CHP | PJM Interconnection, LLC | PJM | RFC | RFCE | RFC East | PJM | 34 | 031 | Passaic | 40.8833 | -74.23 |  | 4 | 4 | WAT | HYDRO |  |  | 2.4
7579 | 2021 | NJ | Patriots Stadium | 58896 | Public Service Elec & Gas Co | 15477 | Sunlight General Somerset Solar LLC | 58769 | Commercial Non-CHP | PJM Interconnection, LLC | PJM | RFC | RFCE | RFC East | PJM | 34 | 035 | Somerset | 40.5606 | -74.5514 |  | 1 | 1 | SUN | SOLAR |  | 0.09874 | 1 | [9 empty] | 7649 | 4015 | 865 | 454
7580 | 2021 | NJ | Paulsboro Refining Company LLC | 50628 | Atlantic City Electric Co | 963 | Paulsboro Refining Company - LLC | 19691 | Industrial CHP | PJM Interconnection, LLC | PJM | RFC | RFCE | RFC East | PJM | 34 | 015 | Gloucester | 39.84 | -75.2583 | Yes | 7 | 4 | NG | GAS |  | 0.31034 | 78.5 | 0.81611 |  | Yes | 4388948.8 | 0.166 | 0.18118 |  | 1192675.228 | 412572.624 | 1192675.228 | 412572.624 | 213405.44 | 90619.38 | 280.626 | 95.545 | 1.855 | 69705.342 | 2630.034 | 262.614 | 69777.347 |  | 2.63 | 2.109 | 0.017 | 653.267 | 0.012 | 0.001 | 653.942
7581 | 2021 | NJ | Pedricktown Cogeneration Plant | 10099 | Atlantic City Electric Co | 963 | Pedricktown Cogeneration Company LP | 50160 | IPP Non-CHP | PJM Interconnection, LLC | PJM | RFC | RFCE | RFC East | PJM | 34 | 033 | Salem | 39.7668 | -75.4238 | Yes | 1 | 2 | NG | GAS |  | 0.03494 | 140.2 | 1 |  | Yes | 0 |  | 1 |  | 418891.37 | 293437.764 | 418891.37 | 293437.764 | 42915 | 29691 | 12.313 | 9.232 | 0.128 | 25034.361 | 950.31 | 95.031 | 25060.399 |  | 0.574 | 0.622 | 0.006 | 1166.695 | 0.022 | 0.002 | 1167.909
7582 | 2021 | NJ | Pemberton Road I | 61073 | Jersey Central Power &amp; Lt Co | 9726 | NJR Clean Energy Ventures Corporation | 56990 | IPP Non-CHP | PJM Interconnection, LLC | PJM | RFC | RFCE | RFC East | PJM | 34 | 005 | Burlington | 39.9818 | -74.6974 |  | 1 | 1 | SUN | SOLAR |  | 0.17288 | 8.8 | [9 empty] | 117850 | 61871 | 13327 | 6997
7583 | 2021 | NJ | Pemberton Road II | 61074 | Jersey Central Power &amp; Lt Co | 9726 | NJR Clean Energy Ventures Corporation | 56990 | IPP Non-CHP | PJM Interconnection, LLC | PJM | RFC | RFCE | RFC East | PJM | 34 | 005 | Burlington | 39.9799 | -74.7019 |  | 1 | 1 | SUN | SOLAR |  | 0.17305 | 8.8 | [9 empty] | 117965 | 61931 | 13340 | 7003
7584 | 2021 | NJ | Pennsauken Brownfield Solar | 65467 | Public Service Elec & Gas Co | 15477 | Public Service Elec & Gas Co | 15477 | Electric Utility | PJM Interconnection, LLC | PJM | RFC | RFCE | RFC East | PJM | 34 | 007 | Camden | 39.9631 | -75.0795 |  | 1 | 1 | SUN | SOLAR |  | 0.15925 | 12 | [9 empty] | 148032 | 77716 | 16740 | 8788
7585 | 2021 | NJ | Pennsauken Landfill | 56511 | Public Service Elec & Gas Co | 15477 | EPP Renewable Energy | 57249 | IPP Non-CHP | PJM Interconnection, LLC | PJM | RFC | RFCE | RFC East | PJM | 34 | 007 | Camden | 39.9894 | -75.04 |  | 2 | 2 | LFG | BIOMASS |  | 0.34056 | 1.8 | 0.76573 | Yes | [5 empty] | 62299 | 25236 | 62299 | 25236 | 5370 | 2175 | 0 | 0 | 1.044 | 0.001 | 0 | 0 | 0.001 |  | 0 | 0 | 0.389 | 0 | 0 | 0 | 0
7586 | 2021 | NJ | Pennsauken Solar | 56883 | Public Service Elec & Gas Co | 15477 | EPP Renewable Energy | 57249 | IPP Non-CHP | PJM Interconnection, LLC | PJM | RFC | RFCE | RFC East | PJM | 34 | 007 | Camden | 39.9894 | -75.04 |  | 10 | 10 | SUN | SOLAR |  | 0.06106 | 3.9 | [9 empty] | 18446.001 | 9683.999 | 2085.997 | 1095.001
7587 | 2021 | NJ | Pfizer Peapack Solar | 60762 | Jersey Central Power & Lt Co | 9726 | CVI CleanCapital Solar 5 LLC | 63069 | IPP Non-CHP | PJM Interconnection, LLC | PJM | RFC | RFCE | RFC East | PJM | 34 | 035 | Somerset | 40.7119 | -74.6634 |  | 1 | 1 | SUN | SOLAR |  | 0.15304 | 6.2 | [9 empty] | 73504 | 38589 | 8312 | 4364
7588 | 2021 | NJ | Pilesgrove | 57448 | Atlantic City Electric Co | 963 | Consolidated Edison Development Inc. | 56769 | IPP Non-CHP | PJM Interconnection, LLC | PJM | RFC | RFCE | RFC East | PJM | 34 | 033 | Salem | 39.613 | -75.3095 |  | 1 | 1 | SUN | SOLAR |  | 0.1459 | 18 | [9 empty] | 203432 | 106800 | 23005 | 12077
7589 | 2021 | NJ | Pittsgrove Solar | 60740 | Atlantic City Electric Co | 963 | Goldman Sachs Renewable Power LLC | 61944 | IPP Non-CHP | PJM Interconnection, LLC | PJM | RFC | RFCE | RFC East | PJM | 34 | 033 | Salem | 39.539 | -75.1793 |  | 1 | 1 | SUN | SOLAR |  | 0.17026 | 2 | [9 empty] | 26379 | 13849 | 2983 | 1566
7590 | 2021 | NJ | Plainfield One Solar LLC | 59364 | Public Service Elec & Gas Co | 15477 | SunRay Power LLC | 58258 | IPP Non-CHP | PJM Interconnection, LLC | PJM | NPCC | RFCE | RFC East | PJM | 34 | 035 | Somerset | 40.605 | -74.4394 |  | 1 | 1 | SUN | SOLAR |  | 0.11626 | 1.3 | [9 empty] | 11708 | 6147 | 1324 | 695
7591 | 2021 | NJ | Plumsted 537 LLC | 61892 | Jersey Central Power & Lt Co | 9726 | Plumsted 537 LLC | 61507 | IPP Non-CHP | PJM Interconnection, LLC | PJM | RFC | RFCE | RFC East | PJM | 34 | 029 | Ocean | 40.1094 | -74.4978 |  | 1 | 1 | MWH | OTHF |  | 0 | 19.8 | [7 empty] | 0 | 0 | 0 | 0 | -5190 | -2199 | [8 empty] | 0 | 0 | 0 | 0 | 0 | 0 | 0
7592 | 2021 | NJ | Pohatcong Solar Farm | 63150 | Jersey Central Power & Lt Co | 9726 | NJR Clean Energy Ventures Corporation | 56990 | IPP Non-CHP | PJM Interconnection, LLC | PJM | RFC | RFCE | RFC East | PJM | 34 | 041 | Warren | 40.67 | -75.16 |  | 1 | 1 | SUN | SOLAR |  | 0.16769 | 8 | [9 empty] | 103925 | 54560 | 11752 | 6170
7593 | 2021 | NJ | PPL Renewable Energy Merck Solar | 56889 | Jersey Central Power & Lt Co | 9726 | EPP Renewable Energy | 57249 | IPP Non-CHP | PJM Interconnection, LLC | PJM | RFC | RFCE | RFC East | PJM | 34 | 039 | Union | 40.7274 | -74.3783 |  | 1 | 1 | SUN | SOLAR |  | 0.08454 | 1.7 | [9 empty] | 11134 | 5845 | 1259 | 661
7594 | 2021 | NJ | Princeton Energy Center, LLC | 61822 | Public Service Elec & Gas Co | 15477 | Princeton Energy Center LLC | 61440 | Commercial CHP | PJM Interconnection, LLC | PJM | RFC | RFCE | RFC East | PJM | 34 | 023 | Middlesex | 40.3398 | -74.6239 |  | 5 | 5 | NG | GAS |  | 0.22835 | 10.8 | 0.95275 |  | Yes | 36810.4 | 2.003 | 0.72758 |  | 253121.678 | 127522.698 | 254794.678 | 128400.698 | 21604 | 10888 | 39.206 | 19.752 | 0.404 | 14793.577 | 558.038 | 55.804 | 14808.868 |  | 3.629 | 3.628 | 0.037 | 1369.522 | 0.026 | 0.003 | 1370.938
7595 | 2021 | NJ | Princeton Solar Project | 61354 | Public Service Elec & Gas Co | 15477 | NJR Clean Energy Ventures Corporation | 56990 | IPP Non-CHP | PJM Interconnection, LLC | PJM | RFC | RFCE | RFC East | PJM | 34 | 021 | Mercer | 40.3797 | -74.6257 |  | 1 | 1 | SUN | SOLAR |  | 0.18535 | 2.2 | [9 empty] | 31587 | 16583 | 3572 | 1875
7596 | 2021 | NJ | Princeton University Cogeneration | 58584 | Princeton Public Utils Comm | 15387 | Trustees of Princeton University | 58542 | Commercial CHP | PJM Interconnection, LLC | PJM | RFC | RFCE | RFC East | PJM | 34 | 021 | Mercer | 40.3414 | -74.6572 |  | 3 | 3 | NG | GAS |  | 0.26648 | 21.2 | 0.8892 |  | Yes | 252240 | 0.67 | 0.47169 |  | 241528.953 | 112510.59 | 302005.953 | 144159.59 | 49489 | 23409 | 36.865 | 16.86 | 0.379 | 14116.046 | 551.037 | 57.887 | 14131.559 |  | 1.49 | 1.44 | 0.015 | 570.472 | 0.011 | 0.001 | 571.099
7597 | 2021 | NJ | Prudential 55 Livingston Roseland Solar | 60841 | Public Service Elec & Gas Co | 15477 | Prudential Drive Investors, LLC | 64798 | IPP Non-CHP | PJM Interconnection, LLC | PJM | RFC | RFCE | RFC East | PJM | 34 | 013 | Essex | 40.8146 | -74.2971 |  | 1 | 1 | SUN | SOLAR |  | 0.03334 | 1.2 | [9 empty] | 3098 | 1627 | 350.46 | 183.989
7598 | 2021 | NJ | Prudential 80 Livingston Roseland Solar | 60842 | Public Service Elec & Gas Co | 15477 | Prudential Drive Investors, LLC | 64798 | IPP Non-CHP | PJM Interconnection, LLC | PJM | RFC | RFCE | RFC East | PJM | 34 | 013 | Essex | 40.8154 | -74.305 |  | 1 | 1 | SUN | SOLAR |  | 0.03619 | 1.7 | [9 empty] | 4762 | 2500 | 539 | 283
7599 | 2021 | NJ | PSEG Hackettstown | 57204 | Jersey Central Power & Lt Co | 9726 | PSEG Solar Hackettstown LLC | 56584 | IPP Non-CHP | PJM Interconnection, LLC | PJM | RFC | RFCE | RFC East | PJM | 34 | 041 | Warren | 40.8606 | -74.8229 |  | 1 | 1 | SUN | SOLAR |  | 0.12791 | 2 | [9 empty] | 19817 | 10403 | 2241 | 1177
7600 | 2021 | NJ | PSEG Hope Creek Generating Station | 6118 | Public Service Elec & Gas Co | 15477 | PSEG Nuclear LLC | 15478 | IPP Non-CHP | PJM Interconnection, LLC | PJM | RFC | RFCE | RFC East | PJM | 34 | 033 | Salem | 39.4666 | -75.5377 |  | 1 | 1 | NUC | NUCLEAR |  | 0.80308 | 1290.7 | [9 empty] | 0 | 0 | 9080057 | 3525830
7601 | 2021 | NJ | Quakertown Solar Farm, LLC | 61965 | Jersey Central Power & Lt Co | 9726 | NJR Clean Energy Ventures Corporation | 56990 | IPP Non-CHP | PJM Interconnection, LLC | PJM | RFC | RFCE | RFC East | PJM | 34 | 019 | Hunterdon | 40.5228 | -74.9442 |  | 1 | 1 | SUN | SOLAR |  | 0.17189 | 8.8 | [9 empty] | 117177 | 61518 | 13251 | 6957
7602 | 2021 | NJ | Raritan ITS | 59059 | Public Service Elec & Gas Co | 15477 | Janssen Pharmaceutical Co | 57130 | IPP Non-CHP | PJM Interconnection, LLC | PJM | RFC | RFCE | RFC East | PJM | 34 | 035 | Somerset | 40.5744 | -74.6542 |  | 1 | 1 | SUN | SOLAR |  | 0.11398 | 2 | [9 empty] | 17660 | 9271 | 1997 | 1048
7603 | 2021 | NJ | Raritan Solar | 60729 | Jersey Central Power & Lt Co | 9726 | Goldman Sachs Renewable Power LLC | 61944 | IPP Non-CHP | PJM Interconnection, LLC | PJM | RFC | RFCE | RFC East | PJM | 34 | 019 | Hunterdon | 40.4642 | -74.8579 |  | 1 | 1 | SUN | SOLAR |  | 0.18469 | 7.5 | [9 empty] | 107299 | 56321 | 12134 | 6369
7604 | 2021 | NJ | Raritan Solar - 53 Highway | 61601 | Jersey Central Power &amp; Lt Co | 9726 | NJR Clean Energy Ventures Corporation | 56990 | IPP Non-CHP | PJM Interconnection, LLC | PJM | RFC | RFCE | RFC East | PJM | 34 | 019 | Hunterdon | 40.4539 | -74.863 |  | 1 | 1 | SUN | SOLAR |  | 0.16606 | 8.4 | [9 empty] | 108053 | 56727 | 12219 | 6415
7605 | 2021 | NJ | Rariton OMP | 59055 | Public Service Elec & Gas Co | 15477 | Janssen Pharmaceutical Co | 57130 | IPP Non-CHP | PJM Interconnection, LLC | PJM | RFC | RFCE | RFC East | PJM | 34 | 035 | Somerset | 40.5744 | -74.6481 |  | 2 | 2 | SUN | SOLAR |  | 0.00702 | 5.4 | [9 empty] | 2936 | 1541 | 332 | 174 |  |  |  |  | 0 | 0 | [6 empty] | 0 | 0
7606 | 2021 | NJ | RB Manufacturing LLC Belle Mead NJ | 61162 | Public Service Elec & Gas Co | 15477 | RB Manufacturing LLC | 60752 | Industrial Non-CHP | PJM Interconnection, LLC | PJM | RFC | RFCE | RFC East | PJM | 34 | 035 | Somerset | 40.4836 | -74.6501 |  | 1 | 1 | SUN | SOLAR |  | 0 | 1.5 | [11 empty] | 0 | 0
7607 | 2021 | NJ | Red Oak Power, LLC | 55239 | Jersey Central Power & Lt Co | 9726 | Red Oak Operating Services LLC | 22131 | IPP Non-CHP | PJM Interconnection, LLC | PJM | RFC | RFCE | RFC East | PJM | 34 | 023 | Middlesex | 40.4487 | -74.3489 | Yes | 3 | 4 | NG | GAS |  | 0.33616 | 821.1 | 0.77307 | [6 empty] | 17442001.058 | 11805069.548 | 17442001.058 | 11805069.548 | 2417920 | 1644190 | 96.335 | 62.854 | 5.233 | 1036551.335 | 38459.426 | 3845.943 | 1037605.123 |  | 0.08 | 0.076 | 0.004 | 857.391 | 0.016 | 0.002 | 858.263
7608 | 2021 | NJ | Reeves South | 59278 | Public Service Elec & Gas Co | 15477 | NJR Clean Energy Ventures Corporation | 56990 | IPP Non-CHP | PJM Interconnection, LLC | PJM | RFC | RFCE | RFC East | PJM | 34 | 005 | Burlington | 39.9267 | -74.8136 |  | 1 | 1 | SUN | SOLAR |  | 0.20308 | 1 | [9 empty] | 15732 | 8259 | 1779 | 934
7609 | 2021 | NJ | Reeves Station Rd East | 58030 | Public Service Elec & Gas Co | 15477 | NJR Clean Energy Ventures Corporation | 56990 | IPP Non-CHP | PJM Interconnection, LLC | PJM | RFC | RFCE | RFC East | PJM | 34 | 005 | Burlington | 39.9283 | -74.8144 |  | 1 | 1 | SUN | SOLAR |  | 0.18277 | 5.5 | [9 empty] | 77871 | 40882 | 8806 | 4623
7610 | 2021 | NJ | River Terminal Development Solar | 60843 | Public Service Elec & Gas Co | 15477 | RTC Properties Inc | 16380 | Commercial Non-CHP | PJM Interconnection, LLC | PJM | RFC | RFCE | RFC East | PJM | 34 | 017 | Hudson | 40.7278 | -74.1142 |  | 6 | 6 | SUN | SOLAR |  | 0.12683 | 2.9 | [9 empty] | 28492.998 | 14958 | 3222 | 1692
7611 | 2021 | NJ | Riverside Renewable Energy LLC | 58036 | Public Service Elec & Gas Co | 15477 | Riverside Renewable Energy | 57407 | IPP Non-CHP | PJM Interconnection, LLC | PJM | RFC | RFCE | RFC East | PJM | 34 | 007 | Camden | 39.9031 | -75.1258 |  | 1 | 1 | SUN | SOLAR |  | 0.14729 | 7.5 | [9 empty] | 85573 | 44925 | 9677 | 5080
7612 | 2021 | NJ | Rock Solid | 59319 | Jersey Central Power & Lt Co | 9726 | NJR Clean Energy Ventures Corporation | 56990 | IPP Non-CHP | PJM Interconnection, LLC | PJM | RFC | RFCE | RFC East | PJM | 34 | 025 | Monmouth | 40.2297 | -74.2258 |  | 1 | 1 | SUN | SOLAR |  | 0.1833 | 8 | [9 empty] | 113597 | 59638 | 12846 | 6744
7613 | 2021 | NJ | Rotor Clip | 61751 | Public Service Elec & Gas Co | 15477 | MERIT SI | 61373 | IPP Non-CHP | PJM Interconnection, LLC | PJM | RFC | RFCE | RFC East | PJM | 34 | 035 | Somerset | 40.5391 | -74.5324 |  | 1 | 1 | SUN | SOLAR |  | 0.18538 | 2.8 | [9 empty] | 40210 | 21110 | 4547 | 2387
7614 | 2021 | NJ | Royal Wine Corp Solar Power Plant | 60781 | Public Service Elec & Gas Co | 15477 | Royal Wine Corp | 60467 | Industrial Non-CHP | PJM Interconnection, LLC | PJM | RFC | RFCE | RFC East | PJM | 34 | 017 | Hudson | 40.6636 | -74.1002 |  | 1 | 1 | SUN | SOLAR |  | 0.14802 | 0.9 | [9 empty] | 10319 | 5417 | 1167 | 613
7615 | 2021 | NJ | Rutgers Biomedical and Health Cogen | 50411 | Public Service Elec & Gas Co | 15477 | Rutgers, The State University of NJ | 58485 | Commercial CHP | PJM Interconnection, LLC | PJM | RFC | RFCE | RFC East | PJM | 34 | 013 | Essex | 40.7393 | -74.1876 |  | 3 | 3 | NG | GAS |  | 0 | 10.5 |  |  | Yes | 0 |  | 1 | [5 empty] | 0 | 0
7616 | 2021 | NJ | Sabert Solar | 60810 | Jersey Central Power & Lt Co | 9726 | Sabert Corporation | 61023 | IPP Non-CHP | PJM Interconnection, LLC | PJM | RFC | RFCE | RFC East | PJM | 34 | 023 | Middlesex | 40.4755 | -74.3209 |  | 1 | 1 | SUN | SOLAR |  | 0.10509 | 1.8 | [9 empty] | 14651 | 7692 | 1657 | 870
7617 | 2021 | NJ | Salem Generating Station | 2410 | Public Service Elec & Gas Co | 15477 | PSEG Nuclear LLC | 15478 | IPP Non-CHP | PJM Interconnection, LLC | PJM | RFC | RFCE | RFC East | PJM | 34 | 033 | Salem | 39.4625 | -75.5358 | Yes | 3 | 3 | NUC | NUCLEAR |  | 0.91361 | 2381.8 | [8 empty] | 0 | 0 | 0 | 19062001 | 8356849 |  |  |  |  | 0 | 0 | [6 empty] | 0 | 0
7618 | 2021 | NJ | Samuel Mickle School | 64096 | Atlantic City Electric Co | 963 | Greenbacker Renewable Energy Corporation | 60025 | IPP Non-CHP | PJM Interconnection, LLC | PJM | RFC | RFCE | RFC East | PJM | 34 | 015 | Gloucester | 39.7874 | -75.2462 |  | 1 | 1 | SUN | SOLAR |  | 0.16335 | 1.1 | [9 empty] | 13919 | 7307 | 1574 | 826
7619 | 2021 | NJ | Sayreville | 2390 | Jersey Central Power & Lt Co | 9726 | Sayreville Power, LLC | 63034 | IPP Non-CHP | PJM Interconnection, LLC | PJM | RFC | RFCE | RFC East | PJM | 34 | 023 | Middlesex | 40.4765 | -74.3523 | Yes | 4 | 4 | NG | GAS |  | 0 | 212 | [7 empty] | 25951 | 13233.9 | 25951 | 13233.9 | -1088 | -555 | 1.947 | 0.992 | 0.961 | 1739.4 | 93.613 | 14.883 | 1742.788 |  | 0 | 0 | 0 | 0 | 0 | 0 | 0
7620 | 2021 | NJ | Sayreville Power LP | 10308 | Jersey Central Power & Lt Co | 9726 | Sayreville Power Generation LP | 22290 | IPP Non-CHP | PJM Interconnection, LLC | PJM | RFC | RFCE | RFC East | PJM | 34 | 023 | Middlesex | 40.439 | -74.3444 | Yes | 2 | 3 | NG | GAS |  | 0.19633 | 430.2 | 1 |  | Yes | 0 |  | 1 |  | 5808161.3 | 3472544.528 | 5808161.3 | 3472544.528 | 739864 | 439851 | 242.195 | 138.463 | 1.742 | 345172.41 | 12832.118 | 1283.212 | 345524.01 |  | 0.655 | 0.63 | 0.005 | 933.07 | 0.017 | 0.002 | 934.02
7621 | 2021 | NJ | Sayreville Solar Project | 63185 | Jersey Central Power & Lt Co | 9726 | NJR Clean Energy Ventures Corporation | 56990 | IPP Non-CHP | PJM Interconnection, LLC | PJM | RFC | RFCE | RFC East | PJM | 34 | 023 | Middlesex | 40.438 | -74.336 |  | 1 | 1 | SUN | SOLAR |  | 0.15275 | 3.1 | [9 empty] | 36679 | 19256 | 4148 | 2178
7622 | 2021 | NJ | SCS Randolph 012175 Somerset, LLC | 65418 | Public Service Elec & Gas Co | 15477 | Sol Systems | 61677 | IPP Non-CHP | PJM Interconnection, LLC | PJM | RFC | RFCE | RFC East | PJM | 34 | 035 | Somerset | 40.5401 | -74.5588 |  | 1 | 1 | SUN | SOLAR |  | 0.05638 | 2.3 | [9 empty] | 10045 | 5273 | 1136 | 596
7623 | 2021 | NJ | Seabrook Solar Plant | 57667 | Atlantic City Electric Co | 963 | Goldman Sachs Renewable Power LLC | 61944 | IPP Non-CHP | PJM Interconnection, LLC | PJM | RFC | RFCE | RFC East | PJM | 34 | 011 | Cumberland | 39.485 | -75.215 |  | 4 | 4 | SUN | SOLAR |  | 0.16027 | 6.8 | [9 empty] | 84423.999 | 44322.001 | 9547 | 5011.999
7624 | 2021 | NJ | Seabrook Village | 60747 | Jersey Central Power & Lt Co | 9726 | CVI CleanCapital Solar 5 LLC | 63069 | IPP Non-CHP | PJM Interconnection, LLC | PJM | RFC | RFCE | RFC East | PJM | 34 | 025 | Monmouth | 40.2342 | -74.0872 |  | 1 | 1 | SUN | SOLAR |  | 0.14752 | 3.1 | [9 empty] | 35425 | 18597 | 4006 | 2103
7625 | 2021 | NJ | Seaside Heights Power Plant | 58172 | Seaside Heights Municipal Utility | 16864 | Seaside Heights Municipal Utility | 16864 | Electric Utility | PJM Interconnection, LLC | PJM | RFC | RFCE | RFC East | PJM | 34 | 029 | Ocean | 39.9433 | -74.0786 |  | 3 | 3 | DFO | OIL |  | 0 | 6 | [11 empty] | 0 | 0
7626 | 2021 | NJ | Selective Insurance | 63459 | Jersey Central Power & Lt Co | 9726 | Selective Insurance | 63203 | IPP Non-CHP | PJM Interconnection, LLC | PJM | RFC | RFCE | RFC East | PJM | 34 | 037 | Sussex | 41.1522 | -74.7444 |  | 1 | 1 | SUN | SOLAR |  | 0.17512 | 2.2 | [9 empty] | 29844 | 15669 | 3375 | 1772
7627 | 2021 | NJ | Sewaren Generating Station | 2411 | Public Service Elec & Gas Co | 15477 | PSEG Fossil LLC | 15147 | IPP Non-CHP | PJM Interconnection, LLC | PJM | RFC | RFCE | RFC East | PJM | 34 | 023 | Middlesex | 40.5558 | -74.2469 | Yes | 1 | 2 | NG | GAS |  | 0.62404 | 609.5 | 0.29326 | [6 empty] | 23022601.301 | 9109425.822 | 23022601.301 | 9109425.822 | 3331896 | 1323771 | 70.216 | 28.334 | 6.907 | 1368205.08 | 50598.472 | 5060.121 | 1369591.519 |  | 0.042 | 0.043 | 0.004 | 821.277 | 0.015 | 0.002 | 822.109
7628 | 2021 | NJ | Sharon Station | 60267 | Jersey Central Power & Lt Co | 9726 | NJR Clean Energy Ventures Corporation | 56990 | IPP Non-CHP | PJM Interconnection, LLC | PJM | RFC | RFCE | RFC East | PJM | 34 | 025 | Monmouth | 40.1826 | -74.539 |  | 1 | 1 | SUN | SOLAR |  | 0.19089 | 2.7 | [9 empty] | 39925 | 20960 | 4515 | 2370
7629 | 2021 | NJ | Sherman Avenue | 7288 | Atlantic City Electric Co | 963 | Calpine New Jersey Generation LLC | 56606 | IPP Non-CHP | PJM Interconnection, LLC | PJM | RFC | RFCE | RFC East | PJM | 34 | 011 | Cumberland | 39.451 | -75.0578 | Yes | 1 | 1 | NG | GAS |  | 0.01267 | 112.8 | 1 | [6 empty] | 170086.324 | 132877.993 | 170086.324 | 132877.993 | 12521 | 9782 | 6.078 | 4.686 | 0.051 | 10106.561 | 383.633 | 38.363 | 10117.073 |  | 0.971 | 0.958 | 0.008 | 1614.338 | 0.031 | 0.003 | 1616.017
7630 | 2021 | NJ | Shore Point Solar | 57951 | Jersey Central Power & Lt Co | 9726 | Shore Point Solar LLC | 57328 | IPP Non-CHP | PJM Interconnection, LLC | PJM | RFC | RFCE | RFC East | PJM | 34 | 025 | Monmouth | 40.245 | -74.2433 |  | 1 | 1 | SUN | SOLAR |  | 0.13744 | 1 | [9 empty] | 10646 | 5589 | 1204 | 632
7631 | 2021 | NJ | Short Hills Mall | 63257 | Jersey Central Power & Lt Co | 9726 | Short Hills Mall | 63057 | Commercial Non-CHP | PJM Interconnection, LLC | PJM | RFC | RFCE | RFC East | PJM | 34 | 013 | Essex | 40.7397 | -74.3642 |  | 1 | 1 | SUN | SOLAR |  | 0.16709 | 2.7 | [9 empty] | 34947 | 18347 | 3952 | 2075
7632 | 2021 | NJ | Silver Lake Solar Farm | 57341 | Public Service Elec & Gas Co | 15477 | Public Service Elec & Gas Co | 15477 | Electric Utility | PJM Interconnection, LLC | PJM | RFC | RFCE | RFC East | PJM | 34 | 023 | Middlesex | 40.4948 | -74.3995 |  | 1 | 1 | SUN | SOLAR |  | 0.12853 | 1.7 |  |  | Yes | 0 |  | 1 |  |  |  | 16926 |  | 1914 | 1005
7633 | 2021 | NJ | Silvi Gibraltar Rock | 60746 | Jersey Central Power & Lt Co | 9726 | CVI CleanCapital Solar 5 LLC | 63069 | IPP Non-CHP | PJM Interconnection, LLC | PJM | RFC | RFCE | RFC East | PJM | 34 | 035 | Somerset | 40.4509 | -74.7171 |  | 1 | 1 | SUN | SOLAR |  | 0.16963 | 2.5 | [9 empty] | 32850 | 17246 | 3715 | 1950
7634 | 2021 | NJ | Skillman | 59057 | Public Service Elec & Gas Co | 15477 | Janssen Pharmaceutical Co | 57130 | IPP Non-CHP | PJM Interconnection, LLC | PJM | RFC | RFCE | RFC East | PJM | 34 | 035 | Somerset | 40.5744 | -74.6481 |  | 1 | 1 | SUN | SOLAR |  | 0.05885 | 2.7 | [9 empty] | 12311 | 6463 | 1392 | 731
7635 | 2021 | NJ | Solar Star New Jersey NJ LLC | 58402 | Public Service Elec & Gas Co | 15477 | Solar Star New Jersey VI LLC | 58387 | IPP Non-CHP | PJM Interconnection, LLC | PJM | RFC | RFCE | RFC East | PJM | 34 | 035 | Somerset | 40.4015 | -74.6697 |  | 1 | 1 | SUN | SOLAR |  | 0.12458 | 1.5 | [9 empty] | 14477 | 7600 | 1637 | 859
7636 | 2021 | NJ | Solvay Solar | 63452 | Public Service Elec & Gas Co | 15477 | West Deptford Distributed Solar, LLC | 63188 | IPP Non-CHP | PJM Interconnection, LLC | PJM | NPCC | RFCE | RFC East | PJM | 34 | 015 | Gloucester | 39.8465 | -75.212 |  | 1 | 1 | SUN | SOLAR |  | 0.17259 | 6.5 | [9 empty] | 86901 | 45623 | 9827 | 5159
7637 | 2021 | NJ | Spartan | 60755 | Jersey Central Power & Lt Co | 9726 | Altus Power America Management, LLC | 60281 | IPP Non-CHP | PJM Interconnection, LLC | PJM | RFC | RFCE | RFC East | PJM | 34 | 005 | Burlington | 40.0478 | -74.6165 |  | 1 | 1 | SUN | SOLAR |  | 0.19255 | 8.3 | [9 empty] | 123802 | 64995 | 14000 | 7350
7638 | 2021 | NJ | Springfield Solar Project | 61907 | Jersey Central Power & Lt Co | 9726 | NJR Clean Energy Ventures Corporation | 56990 | IPP Non-CHP | PJM Interconnection, LLC | PJM | RFC | RFCE | RFC East | PJM | 34 | 005 | Burlington | 40.0321 | -74.6474 |  | 1 | 1 | SUN | SOLAR |  | 0.16323 | 7.5 | [9 empty] | 94832 | 49786 | 10724 | 5630
7639 | 2021 | NJ | St.Joseph's Regional Medical Center | 63645 | Public Service Elec & Gas Co | 15477 | St.Joseph's Regional Medical Center | 63351 | Commercial Non-CHP | PJM Interconnection, LLC | PJM | NPCC | RFCE | RFC East | PJM | 34 | 031 | Passaic | 40.9026 | -74.1656 |  | 9 | 9 | DFO | OIL |  |  | 6.1
7640 | 2021 | NJ | Stockton Athletic Center | 57864 | Atlantic City Electric Co | 963 | Goldman Sachs Renewable Power LLC | 61944 | IPP Non-CHP | PJM Interconnection, LLC | PJM | RFC | RFCE | RFC East | PJM | 34 | 001 | Atlantic | 39.4884 | -74.5353 |  | 3 | 3 | SUN | SOLAR |  | 0.13709 | 1.1 | [9 empty] | 11682 | 6132.999 | 1321.001 | 694.001
7641 | 2021 | NJ | Stryker 22, L.L.C. | 61891 | Jersey Central Power & Lt Co | 9726 | Stryker 22, L.L.C. | 61506 | IPP Non-CHP | PJM Interconnection, LLC | PJM | RFC | RFCE | RFC East | PJM | 34 | 041 | Warren | 40.6654 | -75.1445 |  | 1 | 1 | MWH | OTHF |  | 0 | 19.8 | [7 empty] | 0 | 0 | 0 | 0 | -5280 | -2209 | [8 empty] | 0 | 0 | 0 | 0 | 0 | 0 | 0
7642 | 2021 | NJ | Summit Associates | 57726 | Public Service Elec & Gas Co | 15477 | Public Service Elec & Gas Co | 15477 | Electric Utility | PJM Interconnection, LLC | PJM | RFC | RFCE | RFC East | PJM | 34 | 023 | Middlesex | 40.5003 | -74.3536 |  | 1 | 1 | SUN | SOLAR |  | 0.14438 | 1.9 | [9 empty] | 21249 | 11156 | 2403 | 1262
7643 | 2021 | NJ | Summit Water Nexus Mt. Holly, LLC Solar | 60809 | Public Service Elec & Gas Co | 15477 | Summit Water Nexus, Mount Holly, LLC | 60955 | IPP Non-CHP | PJM Interconnection, LLC | PJM | RFC | RFCE | RFC East | PJM | 34 | 005 | Burlington | 39.9873 | -74.8018 |  | 1 | 1 | SUN | SOLAR |  | 0.17705 | 1 | [9 empty] | 13715 | 7201 | 1551 | 814
7644 | 2021 | NJ | The City of Vineland at North Vineland | 57746 | City of Vineland - (NJ) | 19856 | Constellation Solar New Jersey, LLC | 57044 | IPP Non-CHP | PJM Interconnection, LLC | PJM | RFC | RFCE | RFC East | PJM | 34 | 011 | Cumberland | 39.505 | -74.9977 |  | 1 | 1 | SUN | SOLAR |  | 0.29283 | 2.3 | [9 empty] | 52174 | 27391 | 5900 | 3097
7645 | 2021 | NJ | The City of Vineland at West Vineland | 57745 | City of Vineland - (NJ) | 19856 | Constellation Solar New Jersey, LLC | 57044 | IPP Non-CHP | PJM Interconnection, LLC | PJM | RFC | RFCE | RFC East | PJM | 34 | 011 | Cumberland | 39.4624 | -75.07 |  | 1 | 1 | SUN | SOLAR |  | 0.11551 | 3.7 | [9 empty] | 33110 | 17382 | 3744 | 1966
7646 | 2021 | NJ | The Lawrenceville School Solar Facility | 58356 | Public Service Elec & Gas Co | 15477 | CVI CleanCapital Solar 4 LLC | 63068 | IPP Non-CHP | PJM Interconnection, LLC | PJM | RFC | RFCE | RFC East | PJM | 34 | 021 | Mercer | 40.3014 | -74.7221 |  | 1 | 1 | SUN | SOLAR |  | 0.16653 | 5.2 | [9 empty] | 67082 | 35219 | 7586 | 3983
7647 | 2021 | NJ | Thermo Fisher | 63404 | Public Service Elec & Gas Co | 15477 | Goldman Sachs Renewable Power LLC | 61944 | IPP Non-CHP | PJM Interconnection, LLC | PJM | RFC | RFCE | RFC East | PJM | 34 | 035 | Somerset | 40.5737 | -74.6295 |  | 1 | 1 | SUN | SOLAR |  | 0.13014 | 1.5 | [9 empty] | 15122 | 7938 | 1710 | 898
7648 | 2021 | NJ | Timber Creek HS | 60771 | Atlantic City Electric Co | 963 | Goldman Sachs Renewable Power LLC | 61944 | IPP Non-CHP | PJM Interconnection, LLC | PJM | RFC | RFCE | RFC East | PJM | 34 | 007 | Camden | 39.7602 | -75.0148 |  | 1 | 1 | SUN | SOLAR |  | 0.10537 | 1.3 | [9 empty] | 10613 | 5572 | 1200 | 630
7649 | 2021 | NJ | Tinton Falls Solar Farm | 58483 | Jersey Central Power & Lt Co | 9726 | Tinton Falls Solar | 58469 | IPP Non-CHP | PJM Interconnection, LLC | PJM | RFC | RFCE | RFC East | PJM | 34 | 025 | Monmouth | 40.2639 | -74.0842 |  | 1 | 1 | SUN | SOLAR |  | 0.16545 | 16 | [9 empty] | 205061 | 107655 | 23189 | 12174
7650 | 2021 | NJ | Tioga Solar Morris County 1 LLC | 58917 | Jersey Central Power & Lt Co | 9726 | Sunlight General Morris Solar LLC | 58753 | Commercial Non-CHP | PJM Interconnection, LLC | PJM | RFC | RFCE | RFC East | PJM | 34 | 027 | Morris | 40.8153 | -74.4758 |  | 1 | 1 | SUN | SOLAR |  | 0.15947 | 1 | [9 empty] | 12353 | 6486 | 1397 | 733
7651 | 2021 | NJ | Tissington Solar | 58364 | Jersey Central Power & Lt Co | 9726 | Goldman Sachs Renewable Power LLC | 61944 | IPP Non-CHP | PJM Interconnection, LLC | PJM | RFC | RFCE | RFC East | PJM | 34 | 037 | Sussex | 41.2003 | -74.4919 |  | 1 | 1 | SUN | SOLAR |  | 0.15449 | 3 | [9 empty] | 35903 | 18848 | 4060 | 2131
7652 | 2021 | NJ | Titusville Solar | 57815 | Public Service Elec & Gas Co | 15477 | Janssen Pharmaceutical Co | 57130 | Commercial Non-CHP | PJM Interconnection, LLC | PJM | NPCC | RFCE | RFC East | PJM | 34 | 021 | Mercer | 40.2928 | -74.8472 |  | 1 | 1 | SUN | SOLAR |  | 0.14957 | 4.1 | [9 empty] | 47505 | 24940 | 5372 | 2820
7653 | 2021 | NJ | Toys R Us- DE, Inc. at Mt. Olive, NJ | 57647 | Jersey Central Power & Lt Co | 9726 | Constellation Solar New Jersey II, LLC | 56976 | IPP Non-CHP | PJM Interconnection, LLC | PJM | RFC | RFCE | RFC East | PJM | 34 | 027 | Morris | 40.8189 | -74.7186 |  | 1 | 1 | SUN | SOLAR |  | 0.12869 | 4.1 | [9 empty] | 40874 | 21459 | 4622 | 2427
7654 | 2021 | NJ | Trenton Solar Farm | 57352 | Public Service Elec & Gas Co | 15477 | Public Service Elec & Gas Co | 15477 | Electric Utility | PJM Interconnection, LLC | PJM | RFC | RFCE | RFC East | PJM | 34 | 021 | Mercer | 40.2314 | -74.7539 |  | 1 | 1 | SUN | SOLAR |  | 0.13459 | 1 | [9 empty] | 10427 | 5473 | 1179 | 619
7655 | 2021 | NJ | Union County Resource Recovery | 50960 | Public Service Elec & Gas Co | 15477 | Covanta Union Operations LLC | 4440 | Commercial Non-CHP | PJM Interconnection, LLC | PJM | RFC | RFCE | RFC East | PJM | 34 | 039 | Union | 40.6013 | -74.2664 |  | 3 | 1 | MSW | BIOMASS |  | 0.79049 | 45 | 0.015846 | Yes | Yes | 0 |  | 1 |  | 5460792.919 | 2270852.726 | 5460792.919 | 2270852.726 | 311612 | 128349 | 576.098 | 239.881 | 9.425 | 300282.943 | 385248.276 | 50563.836 | 312632.558 |  | 3.698 | 3.738 | 0.06 | 1927.287 | 1.236 | 0.162 | 2006.55
7656 | 2021 | NJ | United Stationers Supply Solar Electric | 58040 | Public Service Elec & Gas Co | 15477 | CVI CleanCapital Solar 4 LLC | 63068 | Commercial Non-CHP | PJM Interconnection, LLC | PJM | RFC | RFCE | RFC East | PJM | 34 | 023 | Middlesex | 40.3206 | -74.5017 |  | 2 | 2 | SUN | SOLAR |  | 0.15896 | 2.8 | [9 empty] | 34480 | 18102 | 3899 | 2047
7657 | 2021 | NJ | US Foods Solar | 60808 | Public Service Elec & Gas Co | 15477 | CD US Solar MT1 LLC | 58677 | IPP Non-CHP | PJM Interconnection, LLC | PJM | RFC | RFCE | RFC East | PJM | 34 | 023 | Middlesex | 40.5344 | -74.2752 |  | 1 | 1 | SUN | SOLAR |  | 0 | 6 | [11 empty] | 0 | 0
7658 | 2021 | NJ | USAA Black Bear Energy | 62612 | Public Service Elec & Gas Co | 15477 | EnterSolar | 62067 | IPP Non-CHP | PJM Interconnection, LLC | PJM | RFC | RFCE | RFC East | PJM | 34 | 023 | Middlesex | 40.3136 | -74.4847 |  | 1 | 1 | SUN | SOLAR |  | 0.14468 | 1.9 | [9 empty] | 21292 | 11178 | 2408 | 1264
7659 | 2021 | NJ | Vicinity Energy Trenton, L.P. | 50094 | Public Service Elec & Gas Co | 15477 | Vicinity Energy Trenton, L.P. | 19148 | Commercial CHP | PJM Interconnection, LLC | PJM | RFC | RFCE | RFC East | PJM | 34 | 021 | Mercer | 40.2167 | -74.7667 |  | 1 | 1 | NG | GAS |  | 0.00099 | 6 | 1 |  | Yes | 262.4 | 0.676 | 0.47419 |  | 283.088 | 67.808 | 283.088 | 67.808 | 52 | 14 | 0.323 | 0.07 | 0 | 16.545 | 0.816 | 0.11 | 16.571 |  | 12.42 | 9.958 | 0.015 | 636.338 | 0.016 | 0.002 | 637.364
7660 | 2021 | NJ | Vineland Headquarters | 57742 | Public Service Elec & Gas Co | 15477 | NFI Solar LLC | 57049 | IPP Non-CHP | PJM Interconnection, LLC | PJM | RFC | RFCE | RFC East | PJM | 34 | 011 | Cumberland | 39.4903 | -75.0374 |  | 1 | 1 | SUN | SOLAR |  | 0.15567 | 1.1 | [9 empty] | 13263 | 6964 | 1500 | 787
7661 | 2021 | NJ | Vineland Mays Landing Solar | 57660 | City of Vineland - (NJ) | 19856 | NJR Clean Energy Ventures Corporation | 56990 | IPP Non-CHP | PJM Interconnection, LLC | PJM | RFC | RFCE | RFC East | PJM | 34 | 011 | Cumberland | 39.4175 | -74.9739 |  | 1 | 1 | SUN | SOLAR |  | 0.16778 | 4 | [9 empty] | 51988 | 27293 | 5879 | 3086
7662 | 2021 | NJ | Wakefern Food Corp | 58123 | Public Service Elec & Gas Co | 15477 | NJR Clean Energy Ventures Corporation | 56990 | IPP Non-CHP | PJM Interconnection, LLC | PJM | RFC | RFCE | RFC East | PJM | 34 | 023 | Middlesex | 40.51 | -74.3283 |  | 1 | 1 | SUN | SOLAR |  | 0.15479 | 2 | [9 empty] | 23982 | 12590 | 2712 | 1424
7663 | 2021 | NJ | Warren County Solar | 56888 | Jersey Central Power & Lt Co | 9726 | EPP Renewable Energy | 57249 | IPP Non-CHP | PJM Interconnection, LLC | PJM | RFC | RFCE | RFC East | PJM | 34 | 041 | Warren | 40.789 | -75.107 |  | 4 | 4 | SUN | SOLAR |  | 0.14783 | 2 | [9 empty] | 22905 | 12024 | 2590 | 1360
7664 | 2021 | NJ | WC Landfill Energy LLC | 57848 | Jersey Central Power & Lt Co | 9726 | Goldman Sachs Renewable Power LLC | 61944 | IPP Non-CHP | PJM Interconnection, LLC | PJM | RFC | RFCE | RFC East | PJM | 34 | 041 | Warren | 40.831 | -75.0158 |  | 1 | 1 | SUN | SOLAR |  | 0.06701 | 1 | [9 empty] | 5191 | 2726 | 587 | 308
7665 | 2021 | NJ | WEA Texas Bayonne | 57383 | Public Service Elec & Gas Co | 15477 | Public Service Elec & Gas Co | 15477 | Electric Utility | PJM Interconnection, LLC | PJM | RFC | RFCE | RFC East | PJM | 34 | 017 | Hudson | 40.6772 | -74.0919 |  | 1 | 1 | SUN | SOLAR |  | 0.15297 | 1.5 | [9 empty] | 17774 | 9331 | 2010 | 1055
7666 | 2021 | NJ | West Deptford Energy Station | 56963 | Atlantic City Electric Co | 963 | West Deptford Energy LLC | 56236 | IPP Non-CHP | PJM Interconnection, LLC | PJM | RFC | RFCE | RFC East | PJM | 34 | 015 | Gloucester | 39.8414 | -75.2214 | Yes | 2 | 3 | NG | GAS |  | 0.22479 | 754.6 | 0.95868 | [6 empty] | 11308461.524 | 7982449.232 | 11308461.524 | 7982449.232 | 1485949 | 1056447 | 45.832 | 31.215 | 3.392 | 672043.628 | 24697.146 | 2469.715 | 672720.33 |  | 0.062 | 0.059 | 0.005 | 904.531 | 0.017 | 0.002 | 905.442
7667 | 2021 | NJ | West Pemberton | 59186 | Public Service Elec & Gas Co | 15477 | NJR Clean Energy Ventures Corporation | 56990 | IPP Non-CHP | PJM Interconnection, LLC | PJM | RFC | RFCE | RFC East | PJM | 34 | 005 | Burlington | 40.0067 | -74.7303 |  | 1 | 1 | SUN | SOLAR |  | 0.18847 | 7 | [9 empty] | 102196 | 53652 | 11557 | 6067
7668 | 2021 | NJ | West Station | 6776 | City of Vineland - (NJ) | 19856 | City of Vineland - (NJ) | 19856 | Electric Utility | PJM Interconnection, LLC | PJM | RFC | RFCE | RFC East | PJM | 34 | 011 | Cumberland | 39.4912 | -75.0486 | Yes | 1 | 1 | DFO | OIL |  | 0.00092 | 27 | 1 | [6 empty] | 4308.8 | 3721.9 | 4308.8 | 3721.9 | 218 | 188 | 0.418 | 0.369 | 0.005 | 348.8 | 26.336 | 5.267 | 349.914 |  | 3.835 | 3.926 | 0.046 | 3200 | 0.121 | 0.024 | 3210.22
7669 | 2021 | NJ | Westside Avenue | 60500 | Public Service Elec & Gas Co | 15477 | Hartz Solar, LLC | 60268 | Commercial Non-CHP | PJM Interconnection, LLC | PJM | RFC | RFCE | RFC East | PJM | 34 | 017 | Hudson | 40.8141 | -74.0213 |  | 1 | 1 | SUN | SOLAR |  | 0.04886 | 1 | [9 empty] | 3784 | 1986 | 428 | 225
7670 | 2021 | NJ | Wheelabrator Gloucester LP | 50885 | Public Service Elec & Gas Co | 15477 | Wheelabrator Environmental Systems | 20541 | IPP Non-CHP | PJM Interconnection, LLC | PJM | RFC | RFCE | RFC East | PJM | 34 | 015 | Gloucester | 39.8733 | -75.1381 |  | 2 | 1 | MSW | BIOMASS |  | 0.67595 | 14 | 0.20676 | Yes | [5 empty] | 1843907.286 | 709358.687 | 1843907.286 | 709358.687 | 82898 | 31905 | 222.63 | 85.467 | 12.815 | 101392.248 | 130084.34 | 17073.57 | 105562.265 |  | 5.371 | 5.358 | 0.309 | 2446.193 | 1.569 | 0.206 | 2546.799
7671 | 2021 | NJ | William G Mennen Sports Solar | 61630 | Jersey Central Power &amp; Lt Co | 9726 | Sunlight General Morris Solar LLC | 58753 | IPP Non-CHP | PJM Interconnection, LLC | PJM | RFC | RFCE | RFC East | PJM | 34 | 027 | Morris | 40.8149 | -74.4759 |  | 1 | 1 | SUN | SOLAR |  | 0.09387 | 1.3 | [9 empty] | 9453 | 4963 | 1069 | 561
7672 | 2021 | NJ | William Paterson University | 57805 | Public Service Elec & Gas Co | 15477 | Nautilus Solar WPU LLC | 57124 | Commercial Non-CHP | PJM Interconnection, LLC | PJM | RFC | RFCE | RFC East | PJM | 34 | 031 | Passaic | 40.9521 | -74.1955 |  | 1 | 1 | SUN | SOLAR |  | 0 | 1.4 | [11 empty] | 0 | 0
7673 | 2021 | NJ | Williams-Sonoma Solar Facility | 58361 | Public Service Elec & Gas Co | 15477 | CVI CleanCapital Solar 4 LLC | 63068 | Commercial Non-CHP | PJM Interconnection, LLC | PJM | RFC | RFCE | RFC East | PJM | 34 | 023 | Middlesex | 40.3878 | -74.4553 |  | 1 | 1 | SUN | SOLAR |  | 0.1648 | 3 | [9 empty] | 38299 | 20106 | 4331 | 2274
7674 | 2021 | NJ | Wilzig Associates, LLC | 59751 | Public Service Elec & Gas Co | 15477 | Wilzig Associates, LLC | 59518 | Commercial Non-CHP | PJM Interconnection, LLC | PJM | RFC | RFCE | RFC East | PJM | 34 | 003 | Bergen | 40.8253 | -74.0944 |  | 1 | 1 | SUN | SOLAR |  | 0.17066 | 1.2 | [9 empty] | 15864 | 8328 | 1794 | 942
7675 | 2021 | NJ | Woodbine Landfill Plant | 59116 | Atlantic City Electric Co | 963 | Cape May County Municipal | 58929 | Commercial Non-CHP | PJM Interconnection, LLC | PJM | RFC | RFCE | RFC East | PJM | 34 | 009 | Cape May | 39.2311 | -74.7808 |  | 1 | 1 | LFG | BIOMASS |  | 0.1702 | 3.2 | 1 | Yes | [5 empty] | 59473 | 24091 | 59473 | 24091 | 4771 | 1933 | 0 | 0 | 0.996 | 0 | 0 | 0 | 0 |  | 0 | 0 | 0.418 | 0 | 0 | 0 | 0
7676 | 2021 | NJ | Woodbridge Energy Center | 57839 | Jersey Central Power & Lt Co | 9726 | Woodbridge Energy Center | 57166 | IPP Non-CHP | PJM Interconnection, LLC | PJM | RFC | RFCE | RFC East | PJM | 34 | 023 | Middlesex | 40.515 | -74.3189 | Yes | 2 | 3 | NG | GAS |  | 0.54035 | 772.9 | 0.43275 | [6 empty] | 24756925.488 | 11440098.869 | 24756925.488 | 11440098.869 | 3658507 | 1673202 | 73.552 | 33.843 | 7.427 | 1471270.05 | 55979.228 | 5597.923 | 1472803.881 |  | 0.04 | 0.04 | 0.004 | 804.301 | 0.015 | 0.002 | 805.139
7677 | 2021 | NJ | Yards Creek Energy | 6522 | Jersey Central Power & Lt Co | 9726 | Yards Creek Energy | 64574 | IPP Non-CHP | PJM Interconnection, LLC | PJM | RFC | RFCE | RFC East | PJM | 34 | 041 | Warren | 41.0006 | -75.0314 |  | 3 | 3 | WAT | HYDRO |  | 0 | 453 | [6 empty] | Yes |  |  | 0 | 0 | -120077.001 | -54867.999 | [8 empty] | 0 | 0 | 0 | 0 | 0 | 0 | 0
7678 | 2021 | NJ | Yardville Solar Farm | 57382 | Public Service Elec & Gas Co | 15477 | Public Service Elec & Gas Co | 15477 | Electric Utility | PJM Interconnection, LLC | PJM | RFC | RFCE | RFC East | PJM | 34 | 021 | Mercer | 40.1688 | -74.6567 |  | 1 | 1 | SUN | SOLAR |  | 0.12215 | 3.6 | [9 empty] | 34064 | 17883 | 3852 | 2022